## New Asset 2024 (hidden)
Asset Information
NO | Commence Year | Hospital | No | SUPPLIER | EQUIPMENT | Asset Type | SERIAL NO | ASSET NO | MDA Cert No | MODEL | MANUFACTURER | SERVICES | LOCATION | PURCHASE PRICE (RM) | YEAR PURCHASE (Refer PO) | PO NUMBER | PO DATE | DO NO | INVOICE | T&C Date | WARRANTY | WARRANTY START | WARRANTY END | Last PPM DATE | Company | Contract per unit | Contract Price Per Year (RM) | Contract Status | % From Purchase Price | JAN | FEB | MAR | APR | MAY | JUN | JUL | AUG | SEP | OCT | NOV | DEC | PPM Frequency | Remarks
195 | 18.7.2018 | KPJ BANDAR DATO' ONN | 1 | IDS MEDICAL SYSTEMS (M) SDN BHD | RECORDERS, TAPE, DATA, ELECTROCARDIOGRAPHY | ME | US81809629 | BDOSH/HE/HE08/DS/00023 | KP4720362515 | Philips | Zymed 2010 Plus | DS | ECG Room | 45000 | 2018 | 00048 | 2018-07-18 | UG80045820 | UG80045820 | 2018-10-10 | 2 Years | 2018-10-10 | 2020-10-10 | [18 empty] | Half-Yearly | Replaced to new Hotler SN: US11428885
|  |  | 2 | B BRAUN MEDICAL SUPPLIES SDN BHD | ICP Monitor | ME | 697/23 |  | GD22621155817 | HDM 29.2 | Spiegelberg | ICU | ICU | 25000 | 2024 | PCS11614 | 28/12/2023 | 91461047 | 801271703 | 17/01/2024 | 1 YEARS | 17/01/2024 | 16/01/2025 | [18 empty] | Yearly | New Asset 2024
|  |  | 3 | SCHMIDT BIOMEDTECH SDN BHD | Light Examination , Mobile | ME | 23-34662 |  | GA9606440016 | MACH LED 120F MOBILE | DR Mach | LR | LR | 10200 | 2024 | PCS 9799 | 15/07/2023 | M1707712023 | M17541912535190 | 2024-06-02 | 2 YEARS | 2024-06-02 | 2026-05-02 | [18 empty] | Yearly | New Asset 2024
|  |  | 4 | AMIRDIC SDN BHD | Manual Hydraulic Lifting Trolley | ME | 6350 |  |  | MLT-1 | Amirdic Sdn.Bhd | A&E | A&E | 27000 | 2024 | PCS 11592 | 21/12/2023 | DO-2224 | INV-4301 | 2024-05-03 | 1 YEARS | 2024-05-03 | 2025-04-03 | [18 empty] | Yearly | New Asset 2024
|  |  | 5 | IDS MEDICAL SYSTEM (M) SDN BHD | Ultrasound Combine | ME | 49.474 |  |  | SONOPULS 492 | ENRAF NONIUS | PHY | PHY | 19950 | 2023 | PCS 11615 | 28/12/2023 | DN 90020144 | UG90014415 | 19/3/2024 | 1 YEARS | 19/3/2024 | 18/3/2024 | [18 empty] | Half-yearly | New Asset 2024
|  |  | 6 | BTL INDUSTRIES MALAYSIA SDN BHD | BTL 8 ELITE ECG | ME | 07802B001407 |  |  | BTL-8 ELITE | BTL | DS | DS | 25000 | 2024 | PCS 12379 | 13/03/2024 | SO/2024/0002 | INV/2024/0210 | 18/4/2024 | 2 YEARS | 18/4/2024 | 17/4/2026 | [18 empty] | Yearly | New Asset 2024
|  |  | 7 | SCHMIDT BIOMEDTECH SDN BHD | PHYSIOLOGIC MONITORING SYSTEM,ACUTE CARE,TRANSPORT | ME | AA3-41085687 |  | GC8882723-119416 | N1 | Mindray | WARD 7 | WARD 7 | 28000 | 2024 | PCS 11814 |  | M13 3318735 | M13101277210 | 26/4/2024 | 2 YEARS | 26/4/2024 | 25/4/2026 | [18 empty] | Half-yearly | New Asset 2024
|  |  | 8 | IDS MEDICAL SYSTEM (M) SDN BHD | Weighing Scale, Adult | ME | 1000000 1265578 |  |  | Seca 703 | Seca | OPD | OPD | 3850 | 2024 | PCS 10269 | 29/08/2023 | DN90021140 | UG90015142 | 2024-05-02 | 2 YEARS | 2024-02-05 | 2026-01-05 | [18 empty] | Half-yearly | New Asset 2024
|  |  | 9 | FEMY WELLNESS GROUP SDN BHD | Biological Feedback System Stimulation | ME | B2S-20230800004 |  |  | MLD B2S | MEDLANDER | OPD | Procedure Room Level 4 | 70000 | 2024 | PCS 11981 | 2024-01-02 | DO-00008 | IV-0048 | 2024-05-04 | 1 YEARS | 2024-05-04 | 2025-04-04 | [18 empty] | Yearly | New Asset 2024
|  |  | 10 | SCHMIDT BIOMEDTECH SDN BHD | PHYSIOLOGIC MONITORING SYSTEM,ACUTE CARE | ME | F8-3B076268 |  | GC8882723-119416 | N12 | Mindray | OT | OT | 48000 | 2024 | PCS 12667 | 13/5/2024 | M13 3318638 | M13101277665 | 2024-05-13 | 2 YEARS | 13/5/2024 | 2026-12-05 | [18 empty] | Half-yearly | New Asset 2024
|  |  | 11 | PALL-THAI MEDICAL SDN BHD | GLIDESCOPE CORE | ME | CN230715 |  |  | GLIDESCOPE CORE |  | OT | OT | 104000 | 2024 | PCS 12633 | 2024-04-04 | PTMSB004488 | PTMSB004508 | 16/5/2024 | 2 YEARS | 16/5/2024 | 15/5/2026 | [18 empty] | Yearly | New Asset 2024
|  |  | 12 | UMMI SURGICAL SDN BHD | 4K RUBINA CAMERA SYSTEM | ME | YM896723-P |  |  | TC201 | KARL STORZ | OT | OT | 59336.55 | 2024 | PCS 12797 | 17/4/2024 | DO0525/04008 | INV0524/04176 | 29/5/2024 | 2 YEARS | 29/5/2024 | 28/5/2026 | [18 empty] | Yearly | New Asset 2024
|  |  | 13 | UMMI SURGICAL SDN BHD | IMAGE1 S 4U-LINK | ME | YM895791-P |  |  | TC304 | KARL STORZ | OT | OT | 59336.55 | 2024 | PCS 12797 | 17/4/2024 | DO0525/04008 | INV0524/04176 | 29/5/2024 | 2 YEARS | 29/5/2024 | 28/5/2026 | [18 empty] | Yearly | New Asset 2024
|  |  | 14 | UMMI SURGICAL SDN BHD | IMAGE1 S 4U RUBINA | ME | XM081172-K |  |  | TH121 | KARL STORZ | OT | OT | 114971.22 | 2024 | PCS 12797 | 17/4/2024 | DO0525/04008 | INV0524/04176 | 29/5/2024 | 2 YEARS | 29/5/2024 | 28/5/2026 | [18 empty] | Yearly | New Asset 2024
|  |  | 15 | UMMI SURGICAL SDN BHD | POWERBRIDGE 9+ RT SERIES | ME | 8212230 9501336 |  |  | PB 9RT1K | KARL STORZ | OT | OT | 2129.4 | 2024 | PCS 12797 | 17/4/2024 | DO0525/04008 | INV0524/04176 | 29/5/2024 | 1 YEAR | 29/5/2024 | 28/5/2025 | [18 empty] | Yearly | New Asset 2024
|  |  | 16 | UMMI SURGICAL SDN BHD | 32" 4K MONITOR | ME | 26504023 |  |  | TM343 | KARL STORZ | OT | OT | 59336.55 | 2024 | PCS 12797 | 17/4/2024 | DO0525/04008 | INV0524/04176 | 29/5/2024 | 2 YEARS | 29/5/2024 | 28/5/2026 | [18 empty] | Yearly | New Asset 2024
|  |  | 17 | UMMI SURGICAL SDN BHD | ENDOFLATOR 50 | ME | XM16665 |  |  | UI500S1 | KARL STORZ | OT | OT | 54103.14 | 2024 | PCS 12797 | 17/4/2024 | DO0525/04008 | INV0524/04176 | 29/5/2024 | 2 YEARS | 29/5/2024 | 28/5/2026 | [18 empty] | Yearly | New Asset 2024
|  |  | 18 | UMMI SURGICAL SDN BHD | HD Video Recorders (500GB HDD) | ME | S01-0123711-1 |  |  | HVO-550MD | KARL STORZ | OT | OT | 24160.5 | 2024 | PCS 12797 | 17/4/2024 | DO0525/04008 | INV0524/04176 | 29/5/2024 | 1 YEARS | 29/5/2024 | 28/5/2025 | [18 empty] | Yearly | New Asset 2024
|  |  | 19 | UMMI SURGICAL SDN BHD | Telescope HOPKINS RUBINA 30 DEGREE, 10mm | ME | 12077U |  |  | 26003BRA | KARL STORZ | OT | OT | 22383.27 | 2024 | PCS 12797 | 17/4/2024 | DO0525/04008 | INV0524/04176 | 29/5/2024 | 1 YEARS | 29/5/2024 | 28/5/2025 | [18 empty] | Yearly | New Asset 2024
|  |  | 20 | UMMI SURGICAL SDN BHD | Telescope HOPKINS RUBINA 0 DEGREE, 10mm | ME | 1203KP |  |  | 26003ARA | KARL STORZ | OT | OT | 22383.27 | 2024 | PCS 12797 | 17/4/2024 | DO0525/04008 | INV0524/04176 | 29/5/2024 | 1 YEARS | 29/5/2024 | 28/5/2025 | [18 empty] | Yearly | New Asset 2024
|  |  | 21 | UMMI SURGICAL SDN BHD | Telescope HOPKINS RUBINA 0 DEGREE, 5mm | ME | 1205XT |  |  | 26046ARA | KARL STORZ | OT | OT | 22383.27 | 2024 | PCS 12797 | 17/4/2024 | DO0525/04008 | INV0524/04176 | 29/5/2024 | 1 YEARS | 29/5/2024 | 28/5/2025 | [18 empty] | Yearly | New Asset 2024
|  |  | 22 | UMMI SURGICAL SDN BHD | Telescope HOPKINS RUBINA 30 DEGREE, 5mm | ME | 1206T0 |  |  | 26046BRA | KARL STORZ | OT | OT | 22383.27 | 2024 | PCS 12797 | 17/4/2024 | DO0525/04008 | INV0524/04176 | 29/5/2024 | 1 YEARS | 29/5/2024 | 28/5/2025 | [18 empty] | Yearly | New Asset 2024
|  |  | 23 | UMMI SURGICAL SDN BHD | Telescope HOPKINS Straight Forward 0 DEGREE, 4mm | ME | 120CLX |  |  | 7230 AWA | KARL STORZ | OT | OT | 7338.24 | 2024 | PCS 12797 | 17/4/2024 | DO0525/04008 | INV0524/04176 | 29/5/2024 | 1 YEARS | 29/5/2024 | 28/5/2025 | [18 empty] | Yearly | New Asset 2024
|  |  | 24 | UMMI SURGICAL SDN BHD | Telescope HOPKINS Straight Forward 30 DEGREE, 4mm | ME | 12043N |  |  | 7230 BVA | KARL STORZ | OT | OT | 7141.68 | 2024 | PCS 12797 | 17/4/2024 | DO0525/04008 | INV0524/04176 | 29/5/2024 | 1 YEARS | 29/5/2024 | 28/5/2025 | [18 empty] | Yearly | New Asset 2024
|  |  | 25 | UMMI SURGICAL SDN BHD | Telescope HOPKINS Straight Forward 0 DEGREE, 5mm | ME | 1202GK |  |  | 8712 AA | KARL STORZ | OT | OT | 14160.51 | 2024 | PCS 12797 | 17/4/2024 | DO0525/04008 | INV0524/04176 | 29/5/2024 | 1 YEARS | 29/5/2024 | 28/5/2025 | [18 empty] | Yearly | New Asset 2024
|  |  | 26 | UMMI SURGICAL SDN BHD | Telescope HOPKINS Straight Forward 0 DEGREE, 2.7mm | ME | 120JKE |  |  | 7229 AA | KARL STORZ | OT | OT | 11665.1 | 2024 | PCS 12797 | 21/04/2024 | DO0525/04008 | INV0524/04176 | 29/5/2024 | 1 YEARS | 29/5/2024 | 28/5/2025 | [18 empty] | Yearly | New Asset 2024
|  |  | 27 | UMEDIC HEALTHCARE SDN BHD | Patient Transport Trolley | MF | BHSN22014 |  |  | HS SERIES | UMC | Endoscopy | Endoscopy | 17500 | 2024 | PCS 12848 | 21/04/2024 | UMC2406185 | UMC2406185 | 2024-02-07 | 1 YEARS | 2024-02-07 | 2025-01-07 | [18 empty] | Yearly | New Asset 2024
|  |  | 28 | UMEDIC HEALTHCARE SDN BHD | Patient Transport Trolley | MF | BHSN22015 |  |  | HS SERIES | UMC | Endoscopy | Endoscopy | 17500 | 2024 | PCS 12848 | 21/04/2024 | UMC2406185 | UMC2406185 | 2024-02-07 | 1 YEARS | 2024-02-07 | 2025-01-07 | [18 empty] | Yearly | New Asset 2024
|  |  | 29 | FRESENIUS KABI MALAYSIA SDN BHD | Infusion Pumps, Syringe | ME | 25959661 |  |  | Agilia SP TIVA MY | Fresenius Kabi | OT | OT |  | 2024 |  |  |  |  | 2024-02-07 | 2 YEARS | 2024-02-07 | 2026-01-07 | [18 empty] | Yearly | New Asset 2024
|  |  | 30 | FRESENIUS KABI MALAYSIA SDN BHD | Infusion Pumps, Syringe | ME | 25959683 |  |  | Agilia SP TIVA MY | Fresenius Kabi | OT | OT |  | 2024 |  |  |  |  | 2024-02-07 | 2 YEARS | 2024-02-07 | 2026-01-07 | [18 empty] | Yearly | New Asset 2024
|  |  | 31 | MEDANTS TECHNOLOGY SDN BHD | Defibrillator, External / Pacemaker | ME | 23086 |  |  | TEC 5631 | Nihon Kohden | Endoscopy | Endoscopy | 19500 | 2024 | PCS12627 | 2024-04-04 | DO-7400680 | IV-8400680 | 2024-10-07 | 2 YEARS | 2024-10-07 | 2026-10-07 | [18 empty] | Half-yearly | New Asset 2024
|  |  | 32 | SCHINKELS TECHNIK SDN BHD | Medication Fridge | ME | 230900482 |  |  | SMR-315L | SCHINKELS | Endoscopy | Endoscopy | 10000 | 2024 | PCS 12628 | 2024-04-04 | SCD-01292 | SCV-01613 | 2024-10-07 | 3 YEARS COMPRESSOR 1 YEAR GENERAL | 2024-10-07 | 2024-09-07 | [18 empty] | Yearly | New Asset 2024
|  |  | 33 | SCHMIDT BIOMEDTECH SDN BHD | PHYSIOLOGIC MONITORING SYSTEM,ACUTE CARE | ME | AC5-3B007273 |  |  | EPM15 | Mindray | Endoscopy | Endoscopy | 25000 | 2024 | PCS 12639 | 2024-04-04 | M13 3320433 | M13101279179 | 2024-11-07 | 2 YEARS | 2024-11-07 | 2026-11-07 | [18 empty] | Half-yearly | New Asset 2024
|  |  | 34 | SCHMIDT BIOMEDTECH SDN BHD | PHYSIOLOGIC MONITORING SYSTEM,ACUTE CARE | ME | AC5-3B007271 |  |  | EPM15 | Mindray | Endoscopy | Endoscopy | 25000 | 2024 | PCS 12639 | 2024-04-04 | M13 3320433 | M13101279179 | 2024-11-07 | 2 YEARS | 2024-11-07 | 2026-11-07 | [18 empty] | Half-yearly | New Asset 2024
|  |  | 35 | SCHMIDT BIOMEDTECH SDN BHD | PHYSIOLOGIC MONITORING SYSTEM,ACUTE CARE | ME | AC5-3B007270 |  |  | EPM15 | Mindray | Endoscopy | Endoscopy | 25000 | 2024 | PCS 12639 | 2024-04-04 | M13 3320433 | M13101279179 | 2024-11-07 | 2 YEARS | 2024-11-07 | 2026-11-07 | [18 empty] | Half-yearly | New Asset 2024
|  |  | 36 | LUMIERE MED SDN BHD | Endoscopy,Washer | ME | 240431OCZ017/240431OCZ018 |  |  | EW1 | SteelCo | Endoscopy | Endoscopy | 340000 | 2024 | PCS 12594 |  | DO-02986 | IV-02986 | 18/7/2024 | 2 YEARS | 18/7/2024 | 17/7/2026 | [18 empty] | Half-yearly | New Asset 2024
|  |  | 37 | LUMIERE MED SDN BHD | Endoscopy Drying Cabinet | ME | 24A3910C0005 |  |  | ED 200/1 | SteelCo | Endoscopy | Endoscopy | 145000 | 2024 | PCS12635 |  | DO-02987 | IV-02987 | 17/7/2024 | 2 YEARS | 17/7/2024 | 16/7/2026 | [18 empty] | Half-yearly | New Asset 2024
|  |  | 38 | LKL ADVANCE METALTECH SDN BHD | DDA Cupboard | MF | 24SWM061751 |  |  | WM600 | LKL | HDU | HDU | 600 | 2024 | PCS 13503 | 15/6/2024 | 6424 | 55375 | NA | 1 YEARS | 22/7/2024 | 21/7/2025 | [18 empty] | NA | New Asset 2024
|  |  | 39 | PALL-THAI MEDICAL SDN BHD | Glidescope Spectrum Smart Cable | ME | SD240226 |  |  |  | Verathon Medical | OT | OT | 20000 | 2024 | PCS 13408 | 2024-05-06 | PTMSB004586 | PTMSB004606 | 26/7/2024 | 1 YEARS | 26/7/2024 | 25/7/2025 | [18 empty] | NA | New Asset 2024
|  |  | 40 | OLYMPUS (M) SDN BHD | Light Guide Cable | ME | 237W004 |  |  | WA03300A | OLYMPUS | Clinic Dr. Usha | Clinic Dr. Usha | 2373.1 | 2024 | PCS 13804 | 2024-07-09 | 8019903 | 9000019786 | 22/7/2024 | 1 YEARS | 22/7/2024 | 21/7/2025 | [18 empty] | NA | New Asset 2024
|  |  | 41 | STERIS MALAYSIA SDN BHD | Scope Buddy Machine | ME | 13144703 |  |  | EFA-IN-G | MEDIVATORS | Endoscopy | Endoscopy | 10500 | 2024 | PCS 12884 | 25/4/2024 | 68505 |  | 29/07/2024 | 1 YEARS | 29/7/2024 | 28/7/2025 | [18 empty] | NA | New Asset 2024
|  |  | 42 | SKS MEDITRON FURNITURE SDN BHD | Baby Bassinet With Cabinet | MF | 24-20385 |  |  | BB2002PCT | MEDITRON | Nursery | Nursery | 1380 | 2024 | PCS 13212 | 21/5/2024 | IM0000005250 | IM0000005250 | 31/7/2024 | 1 YEARS | 31/7/2024 | 30/7/2025 | [18 empty] | NA | New Asset 2024
|  |  | 43 | SKS MEDITRON FURNITURE SDN BHD | Baby Bassinet With Cabinet | MF | 24-20386 |  |  | BB2002PCT | MEDITRON | Nursery | Nursery | 1380 | 2024 | PCS 13212 | 21/5/2024 | IM0000005250 | IM0000005250 | 31/7/2024 | 1 YEARS | 31/7/2024 | 30/7/2025 | [18 empty] | NA | New Asset 2024
|  |  | 44 | SKS MEDITRON FURNITURE SDN BHD | Baby Bassinet With Cabinet | MF | 24-20387 |  |  | BB2002PCT | MEDITRON | Nursery | Nursery | 1380 | 2024 | PCS 13212 | 21/5/2024 | IM0000005250 | IM0000005250 | 31/7/2024 | 1 YEARS | 31/7/2024 | 30/7/2025 | [18 empty] | NA | New Asset 2024
|  |  | 45 | SKS MEDITRON FURNITURE SDN BHD | Baby Bassinet With Cabinet | MF | 24-20388 |  |  | BB2002PCT | MEDITRON | Nursery | Nursery | 1380 | 2024 | PCS 13212 | 21/5/2024 | IM0000005250 | IM0000005250 | 31/7/2024 | 1 YEARS | 31/7/2024 | 30/7/2025 | [18 empty] | NA | New Asset 2024
|  |  | 46 | SKS MEDITRON FURNITURE SDN BHD | Baby Bassinet With Cabinet | MF | 24-20389 |  |  | BB2002PCT | MEDITRON | Nursery | Nursery | 1380 | 2024 | PCS 13212 | 21/5/2024 | IM0000005250 | IM0000005250 | 31/7/2024 | 1 YEARS | 31/7/2024 | 30/7/2025 | [18 empty] | NA | New Asset 2024
|  |  | 47 | HUMEDICAL (M) SDN BHD | High Speed Drill Midas Rex MR8 | ME | 23H560 |  |  | EM800 | MEDTRONIC | OT | OT | 94867 | 2024 | PCS 13650 | 26/6/2024 | 151307 | 151307 | 2024-10-08 | 1 YEARS | 2024-10-08 | 2025-09-08 | [18 empty] | Yearly | New Asset 2024
|  |  | 48 | INSAN BAKTI SDN BHD | General Anaesthesia Machine | ME | SM724160102WA |  |  | CARESTATION 650 | GE | CATH LAB | CATH LAB | 145000 | 2024 | PCS 13652 | 26/6/2024 | 24-09978 | IN24-09451 | 27/08/2024 | 2 YEARS | 27/08/2024 | 26/08/2026 | [18 empty] | Half-yearly | New Asset 2024
|  |  | 49 | SCHINKELS TECHNIK SDN BHD | Medication Fridge | ME | 240302132 |  |  | SMR-55L | SCHINKELS | CATH LAB | CATH LAB | 6500 | 2024 | PCS 14354 | 19/8/2024 | SCD-01322 | SCV-01640 | 30/08/2024 | 1 YEARS | 30/08/2024 | 29/08/2025 | [18 empty] | Yearly | New Asset 2024
|  |  | 50 | DAYA CERGAS (M) SDN BHD | Double Arm Medical Gas Pendant | ME | 202400109 |  |  | PD80BMP | MEDGAS | CATH LAB | CATH LAB | 35500 | 2024 | PCS 13466 | 2024-11-06 | 30903 | 32231 | 2024-11-09 | 3 YEARS | 2024-11-09 | 2027-10-09 | [18 empty] | Yearly | New Asset 2024
|  |  | 51 | SCHMIDT BIOMEDTECH SDN BHD | Patient Monitoring System | ME | JK-47009045 |  |  | BENEVISION N19 | MINDRAY | CATH LAB | CATH LAB | 19000 | 2024 | PCS 13661 | 26/6/2024 | M13-3002333 | M13-5124003656 | 18/9/2024 | 2 YEARS | 18/9/2024 | 17/9/2026 | [18 empty] | Half-Yearly | New Asset 2024
|  |  | 52 | SCHMIDT BIOMEDTECH SDN BHD | Patient Monitoring System, Transport | ME | NN3-47093870 |  |  | BENEVISION N1 | MINDRAY | CATH LAB | CATH LAB | 19000 | 2024 | PCS 13661 | 26/6/2024 | M13-3002333 | M13-5124003656 | 18/9/2024 | 2 YEARS | 18/9/2024 | 17/9/2026 | [18 empty] | Half-Yearly | New Asset 2024
|  |  | 53 | SCHINKELS TECHNIK SDN BHD | Medication Fridge | ME | 240601747 |  |  | SMR-315L | SCHINKELS | HAEMODIALYSIS | Medication Room | 10000 | 2024 | PCS 14511 | 28/8/2024 | SCD-01329 | SCV-01649 | 24/9/2024 | 1 YEARS | 24/9/2024 | 23/9/2025 | [18 empty] | Yearly | New Asset 2024
|  |  | 54 | WELLMEDIC HEALTHCARE SDN BHD | Endoscopy Reporting System | ME | H-4CE349C2X-8M |  |  | WELLMEDIC MIDS | WELLMEDIC | Endoscopy | Endoscopy | 112575 | 2024 | PCS 14644 | 2024-09-09 | DO-02258 | IV-02258 | 26/9/2024 | 1 YEARS | 26/09/2024 | 25/09/2024 | [18 empty] | Half-Yearly | New Asset 2024
|  |  | 55 | WELLMEDIC HEALTHCARE SDN BHD | Endoscopy Reporting System Workstation | ME | H-4CE349C2X8-M.CS |  |  |  | HP | Endoscopy | Endoscopy | 112575 | 2024 | PCS 14644 | 2024-09-09 | DO-02258 | IV-02258 | 26/9/2024 | 1 YEARS | 26/09/2024 | 25/09/2024 | [18 empty] | Half-Yearly | New Asset 2024
|  |  | 56 | WELLMEDIC HEALTHCARE SDN BHD | Endoscopy Reporting System Monitor | ME | 4PMCH4CW200188E |  |  |  | SAMSUNG | Endoscopy | Endoscopy | 112575 | 2024 | PCS 14644 | 2024-09-09 | DO-02258 | IV-02258 | 26/9/2024 | 1 YEARS | 26/09/2024 | 25/09/2024 | [18 empty] | Half-Yearly | New Asset 2024
|  |  | 57 | WELLMEDIC HEALTHCARE SDN BHD | Endoscopy Reporting System Printer | ME | VNC4Y11758 |  |  | LASERJET PRO M255NW | HP | Endoscopy | Endoscopy | 112575 | 2024 | PCS 14644 | 2024-09-09 | DO-02258 | IV-02258 | 26/9/2024 | 1 YEARS | 26/09/2024 | 25/09/2024 | [18 empty] | Half-Yearly | New Asset 2024
|  |  | 58 | WELLMEDIC HEALTHCARE SDN BHD | Endoscopy Reporting System UPS | ME | 320312DP30000555 |  |  | USB 800 | NEUROPOWER CITY | Endoscopy | Endoscopy | 112575 | 2024 | PCS 14644 | 2024-09-09 | DO-02258 | IV-02258 | 26/9/2024 | 1 YEARS | 26/09/2024 | 25/09/2024 | [18 empty] | Half-Yearly | New Asset 2024
|  |  | 59 | WELLMEDIC HEALTHCARE SDN BHD | Endoscopy Reporting System License Dongle | ME | [5 empty] | Endoscopy | Endoscopy | 112575 | 2024 | PCS 14644 | 2024-09-09 | DO-02258 | IV-02258 | 26/9/2024 | 1 YEARS | 26/09/2024 | 25/09/2024 | [18 empty] | Half-Yearly | New Asset 2024
|  |  | 60 | WELLMEDIC HEALTHCARE SDN BHD | Endoscopy Reporting System External Hard Disk | ME | [5 empty] | Endoscopy | Endoscopy | 112575 | 2024 | PCS 14644 | 2024-09-09 | DO-02258 | IV-02258 | 26/9/2024 | 1 YEARS | 26/09/2024 | 25/09/2024 | [18 empty] | Half-Yearly | New Asset 2024
|  |  | 61 | OLYMPUS MALAYSIA SDN BHD | Endoscopy Camera System Gastroscope | ME | 2476501 |  |  | GIF-HQ190 | OLYMPUS | Endoscopy | Endoscopy | 75638.76 | 2024 | PCS 13647 | 26/6/2024 | 8020363 | 9000020283 | 26/9/2024 | 2 YEARS | 26/09/2024 | 26/09/2026 | [18 empty] | Half-Yearly | New Asset 2024
|  |  | 62 | OLYMPUS MALAYSIA SDN BHD | Endoscopy Camera System Colonoscope | ME | 2495826 |  |  | CF-HQ190L | OLYMPUS | Endoscopy | Endoscopy | 95688.32 | 2024 | PCS 13651 | 26/6/2024 | 8020362 | 9000020282 | 26/9/2024 | 2 YEARS | 26/09/2024 | 26/09/2026 | [18 empty] | Half-Yearly | New Asset 2024
|  |  | 63 | OLYMPUS MALAYSIA SDN BHD | Endoscopy Video System Center (PAL) | ME | 7458051 |  |  | CV-1500 | OLYMPUS | Endoscopy | Endoscopy | 194002.95 | 2024 | PCS 13858 | 2024-12-07 | 8020361 | 9000020281 | 26/9/2024 | 2 YEARS | 26/09/2024 | 26/09/2026 | [18 empty] | Half-Yearly | New Asset 2024
|  |  | 64 | OLYMPUS MALAYSIA SDN BHD | Endoscopy Camera System 32-Inch LCD Monitor | ME | 7470393 |  |  | OEV321UH | OLYMPUS | Endoscopy | Endoscopy | 194002.95 | 2024 | PCS 13858 | 2024-12-07 | 8020361 | 9000020281 | 26/9/2024 | 2 YEARS | 26/09/2024 | 26/09/2026 | [18 empty] | Half-Yearly | New Asset 2024
|  |  | 65 | OLYMPUS MALAYSIA SDN BHD | Endoscopy Camera System Moblie Workstation | ME | 22414453 |  |  | WM-NP3 | OLYMPUS | Endoscopy | Endoscopy | 194002.95 | 2024 | PCS 13858 | 2024-12-07 | 8020361 | 9000020281 | 26/9/2024 | 2 YEARS | 26/09/2024 | 26/09/2026 | [18 empty] | Half-Yearly | New Asset 2024
|  |  | 66 | OLYMPUS MALAYSIA SDN BHD | Endoscopy Flushing Pump Unit | ME | 22422978 |  |  | OFP-2 | OLYMPUS | Endoscopy | Endoscopy | 194002.95 | 2024 | PCS 13858 | 2024-12-07 | 8020361 | 9000020281 | 26/9/2024 | 2 YEARS | 26/09/2024 | 26/09/2026 | [18 empty] | Half-Yearly | New Asset 2024
|  |  | 67 | OLYMPUS MALAYSIA SDN BHD | Endoscopy Maintenance Unit | ME | 7383434 |  |  | MU-1 | OLYMPUS | Endoscopy | Endoscopy | 194002.95 | 2024 | PCS 13858 | 2024-12-07 | 8020361 | 9000020281 | 26/9/2024 | 2 YEARS | 26/09/2024 | 26/09/2026 | [18 empty] | Half-Yearly | New Asset 2024
|  |  | 68 | OLYMPUS MALAYSIA SDN BHD | Endoscopy Video Recorder | ME | 123956 |  |  | HVO-550MD | SONY | Endoscopy | Endoscopy | 194002.95 | 2024 | PCS 13858 | 2024-12-07 | 8020361 | 9000020281 | 26/9/2024 | 2 YEARS | 26/09/2024 | 26/09/2026 | [18 empty] | Half-Yearly | New Asset 2024
|  |  | 69 | OLYMPUS MALAYSIA SDN BHD | Endoscopy Color Video Printer | ME | 7100274 |  |  | UP-27MD | SONY | Endoscopy | Endoscopy | 194002.95 | 2024 | PCS 13858 | 2024-12-07 | 8020361 | 9000020281 | 26/9/2024 | 2 YEARS | 26/09/2024 | 26/09/2026 | [18 empty] | Half-Yearly | New Asset 2024
|  |  | 70 | MEDTRONIC MALAYSIA SDN BHD | Single Chamber Temporary Pacemaker | ME | MDB16659UP |  |  | 53401 | Medtronic | CATH LAB | CATH LAB | 11500 | 2024 | PCS 14408 | 24/08/2024 | 1442331084 | 4030396334 | 18/09/2024 | 1 YEARS | 18/09/2024 | 17/09/2025 | [18 empty] | Yearly | New Asset 2024
|  |  | 71 | LAC MEDICAL SUPPLIES SDN BHD | Single-Plan Angiography , Machine | ME | 1141 |  |  | Azurion 7 M12 | Philips | CATH LAB | CATH LAB |  | 2024 |  | 16/02/2024 | 1006626 | 2991479687 | 24/09/2024 | 2 YEARS | 24/09/2024 | 23/09/2026 | [18 empty] | Half-yearly | New Asset 2024
|  |  | 72 | LAC MEDICAL SUPPLIES SDN BHD | Injectors, Contrast Media | ME | CO324C382G |  |  | ILLUMENA | L.F | CATH LAB | CATH LAB |  | 2024 | PCS 12099 (Package) | 16/02/2024 | 1006506 | 2991479687 | 24/09/2024 | 2 YEARS | 24/09/2024 | 23/09/2026 | [18 empty] | Half-yearly | New Asset 2024
|  |  | 73 | LAC MEDICAL SUPPLIES SDN BHD | Intravascular Ultrasound | ME | 403393 |  |  | INTRASIGHT IS7 | VOLCANO | CATH LAB | CATH LAB |  | 2024 | PCS 12099 (Package) | 16/02/2024 | 1006503 | 2991479687 | 24/09/2024 | 2 YEARS | 24/09/2024 | 23/09/2026 | [18 empty] | Half-yearly | New Asset 2024
|  |  | 74 | FRESENIUS MEDICAL CARE SDN BHD | HAEMODIALYSIS MACHINE | ME | 2SXA3XEX |  |  | 4008S V10 | FRESENIUS MEDICAL CARE | HAEMODIALYSIS | HAEMODIALYSIS | 33840 | 2023 | PCS 8769 | 22/03/2023 | 3527662689 | 2991479687 | 2024-01-10 | 3 YEARS | 2024-01-10 | 30/9/2027 | [18 empty] | Half-yearly | New Asset 2024
|  |  | 75 | FRESENIUS MEDICAL CARE SDN BHD | HAEMODIALYSIS MACHINE | ME | 2SXA3XFA |  |  | 4008S V10 | FRESENIUS MEDICAL CARE | HAEMODIALYSIS | HAEMODIALYSIS | 33840 | 2023 | PCS 8769 | 22/03/2023 | 3527662689 | 2991479687 | 2024-01-10 | 3 YEARS | 2024-01-10 | 30/9/2027 | [18 empty] | Half-yearly | New Asset 2024
|  |  | 76 | FRESENIUS MEDICAL CARE SDN BHD | HAEMODIALYSIS MACHINE | ME | 2SXA3XF6 |  |  | 4008S V10 | FRESENIUS MEDICAL CARE | HAEMODIALYSIS | HAEMODIALYSIS | 33840 | 2023 | PCS 8769 | 22/03/2023 | 3527662689 | 2991479687 | 2024-01-10 | 3 YEARS | 2024-01-10 | 30/9/2027 | [18 empty] | Half-yearly | New Asset 2024
|  |  | 77 | FRESENIUS MEDICAL CARE SDN BHD | HAEMODIALYSIS MACHINE | ME | 2SXA3XEV |  |  | 4008S V10 | FRESENIUS MEDICAL CARE | HAEMODIALYSIS | HAEMODIALYSIS | 33840 | 2023 | PCS 8769 | 22/03/2023 | 3527662689 | 2991479687 | 2024-01-10 | 3 YEARS | 2024-01-10 | 30/9/2027 | [18 empty] | Half-yearly | New Asset 2024
|  |  | 78 | FRESENIUS MEDICAL CARE SDN BHD | HAEMODIALYSIS MACHINE | ME | 2SXA3XEZ |  |  | 4008S V10 | FRESENIUS MEDICAL CARE | HAEMODIALYSIS | HAEMODIALYSIS | 33840 | 2023 | PCS 8769 | 22/03/2023 | 3527662689 | 2991479687 | 2024-01-10 | 3 YEARS | 2024-01-10 | 30/9/2027 | [18 empty] | Half-yearly | New Asset 2024
|  |  | 79 | FRESENIUS MEDICAL CARE SDN BHD | HAEMODIALYSIS MACHINE | ME | 2SXA3XF8 |  |  | 4008S V10 | FRESENIUS MEDICAL CARE | HAEMODIALYSIS | HAEMODIALYSIS | 33840 | 2023 | PCS 8769 | 22/03/2023 | 3527662689 | 2991479687 | 2024-01-10 | 3 YEARS | 2024-01-10 | 30/9/2027 | [18 empty] | Half-yearly | New Asset 2024
|  |  | 80 | FRESENIUS MEDICAL CARE SDN BHD | HAEMODIALYSIS MACHINE | ME | 2SXA3XEY |  |  | 4008S V10 | FRESENIUS MEDICAL CARE | HAEMODIALYSIS | HAEMODIALYSIS | 33840 | 2023 | PCS 8769 | 22/03/2023 | 3527662689 | 2991479687 | 2024-01-10 | 3 YEARS | 2024-01-10 | 30/9/2027 | [18 empty] | Half-yearly | New Asset 2024
|  |  | 81 | FRESENIUS MEDICAL CARE SDN BHD | HAEMODIALYSIS MACHINE | ME | 2SXA3XF9 |  |  | 4008S V10 | FRESENIUS MEDICAL CARE | HAEMODIALYSIS | HAEMODIALYSIS | 33840 | 2023 | PCS 8769 | 22/03/2023 | 3527662689 | 2991479687 | 2024-01-10 | 3 YEARS | 2024-01-10 | 30/9/2027 | [18 empty] | Half-yearly | New Asset 2024
|  |  | 82 | FRESENIUS MEDICAL CARE SDN BHD | HAEMODIALYSIS MACHINE | ME | 2SXA3XFF |  |  | 4008S V10 | FRESENIUS MEDICAL CARE | HAEMODIALYSIS | HAEMODIALYSIS | 33840 | 2023 | PCS 8769 | 22/03/2023 | 3527662689 | 2991479687 | 2024-01-10 | 3 YEARS | 2024-01-10 | 30/9/2027 | [18 empty] | Half-yearly | New Asset 2024
|  |  | 83 | FRESENIUS MEDICAL CARE SDN BHD | HAEMODIALYSIS MACHINE | ME | 2SXA3XEW |  |  | 4008S V10 | FRESENIUS MEDICAL CARE | HAEMODIALYSIS | HAEMODIALYSIS | 33840 | 2023 | PCS 8769 | 22/03/2023 | 3527662689 | 2991479687 | 2024-01-10 | 3 YEARS | 2024-01-10 | 30/9/2027 | [18 empty] | Half-yearly | New Asset 2024
|  |  | 84 | FRESENIUS MEDICAL CARE SDN BHD | HAEMODIALYSIS MACHINE | ME | 2SXA3XFB |  |  | 4008S V10 | FRESENIUS MEDICAL CARE | HAEMODIALYSIS | HAEMODIALYSIS | 33840 | 2023 | PCS 8769 | 22/03/2023 | 3527662689 | 2991479687 | 2024-01-10 | 3 YEARS | 2024-01-10 | 30/9/2027 | [18 empty] | Half-yearly | New Asset 2024
|  |  | 85 | FRESENIUS MEDICAL CARE SDN BHD | HAEMODIALYSIS MACHINE | ME | 2SXA3XF7 |  |  | 4008S V10 | FRESENIUS MEDICAL CARE | HAEMODIALYSIS | HAEMODIALYSIS | 33840 | 2023 | PCS 8769 | 22/03/2023 | 3527662689 | 2991479687 | 2024-01-10 | 3 YEARS | 2024-01-10 | 30/9/2027 | [18 empty] | Half-yearly | New Asset 2024
|  |  | 86 | FRESENIUS MEDICAL CARE SDN BHD | HAEMODIALYSIS MACHINE | ME | 2SXA3XFG |  |  | 4008S V10 | FRESENIUS MEDICAL CARE | HAEMODIALYSIS | HAEMODIALYSIS | 33840 | 2023 | PCS 8769 | 22/03/2023 | 3527662689 | 2991479687 | 2024-01-10 | 3 YEARS | 2024-01-10 | 30/9/2027 | [18 empty] | Half-yearly | New Asset 2024
|  |  | 87 | FRESENIUS MEDICAL CARE SDN BHD | HAEMODIALYSIS MACHINE | ME | 2SXA3XFD |  |  | 4008S V10 | FRESENIUS MEDICAL CARE | HAEMODIALYSIS | HAEMODIALYSIS | 33840 | 2023 | PCS 8769 | 22/03/2023 | 3527662689 | 2991479687 | 2024-01-10 | 3 YEARS | 2024-01-10 | 30/9/2027 | [18 empty] | Half-yearly | New Asset 2024
|  |  | 88 | FRESENIUS MEDICAL CARE SDN BHD | HAEMODIALYSIS MACHINE | ME | 2SXA3XF0 |  |  | 4008S V10 | FRESENIUS MEDICAL CARE | HAEMODIALYSIS | HAEMODIALYSIS | 33840 | 2023 | PCS 8769 | 22/03/2023 | 3527662689 | 2991479687 | 2024-01-10 | 3 YEARS | 2024-01-10 | 30/9/2027 | [18 empty] | Half-yearly | New Asset 2024
|  |  | 89 | FRESENIUS MEDICAL CARE SDN BHD | HAEMODIALYSIS MACHINE | ME | 2SXA3XFH |  |  | 4008S V10 | FRESENIUS MEDICAL CARE | HAEMODIALYSIS | HAEMODIALYSIS | 33840 | 2023 | PCS 8769 | 22/03/2023 | 3527662689 | 2991479687 | 2024-01-10 | 3 YEARS | 2024-01-10 | 30/9/2027 | [18 empty] | Half-yearly | New Asset 2024
|  |  | 90 | FRESENIUS MEDICAL CARE SDN BHD | HAEMODIALYSIS MACHINE | ME | 2SXA3XFC |  |  | 4008S V10 | FRESENIUS MEDICAL CARE | HAEMODIALYSIS | HAEMODIALYSIS | 33840 | 2023 | PCS 8769 | 22/03/2023 | 3527662689 | 2991479687 | 2024-01-10 | 3 YEARS | 2024-01-10 | 30/9/2027 | [18 empty] | Half-yearly | New Asset 2024
|  |  | 91 | FRESENIUS MEDICAL CARE SDN BHD | HAEMODIALYSIS MACHINE | ME | 2SXA3XEU |  |  | 4008S V10 | FRESENIUS MEDICAL CARE | HAEMODIALYSIS | HAEMODIALYSIS | 33840 | 2023 | PCS 8769 | 22/03/2023 | 3527662689 | 2991479687 | 2024-01-10 | 3 YEARS | 2024-01-10 | 30/9/2027 | [18 empty] | Half-yearly | New Asset 2024
|  |  | 92 | FRESENIUS MEDICAL CARE SDN BHD | HAEMODIALYSIS MACHINE | ME | 2SXA3XFE |  |  | 4008S V10 | FRESENIUS MEDICAL CARE | HAEMODIALYSIS | HAEMODIALYSIS | 33840 | 2023 | PCS 8769 | 22/03/2023 | 3527662689 | 2991479687 | 2024-01-10 | 3 YEARS | 2024-01-10 | 30/9/2027 | [18 empty] | Half-yearly | New Asset 2024
|  |  | 93 | FRESENIUS MEDICAL CARE SDN BHD | REVERSE OSMOSIS , SYSTEM | ME | 19ME0404 |  |  | MX Eco 2 | MX Eco Series | HAEMODIALYSIS | HAEMODIALYSIS | 137000 | 2023 | PCS 8768 | 22/03/2023 | 3527677690 | 2991479410 | 2024-01-10 | 2 YEARS | 2024-01-10 | 30/9/2026 | [18 empty] | Half-yearly | New Asset 2024
|  |  | 94 | MEDANTS TECHNOLOGY SDN BHD | Defibrillators/Pacemaker, External | ME | 24325 |  |  | TEC-5631 | Nihon Kohden | CATH LAB | CATH LAB | 19500 | 2024 | PCS 14353 | 19/08/2024 | DO-7401121 | IV-8401121 | 17/10/2024 | 2 Years | 17/10/2024 | 17/10/2026 | [18 empty] | Half-Yearly | New Asset 2024
|  |  | 95 | MEDANTS TECHNOLOGY SDN BHD | Defibrillators/Pacemaker, External | ME | 25331 |  |  | TEC-5631 | Nihon Kohden | DIALYSIS | DIALYSIS | 19500 | 2024 | PCS 14534 | 30/08/2024 | DO-7401120 | IV-8401120 | 17/10/2024 | 2 Years | 17/10/2024 | 17/10/2026 | [18 empty] | Half-Yearly | New Asset 2024
|  |  | 96 | ETERNITY HEALTHCARE SDN BHD | ACTIVATED CLOTTING TEST MACHINE | ME | 642317911 |  |  | ACTALYKE MINI 2 | HELENA LABORATORIES | CATH LAB | CATH LAB | 28720 | 2024 | PCS 14356 | 19/08/2024 | IV-0000558 | IV-0000557 | 22/10/2024 | 1 YEARS | 22/10/2024 | 21/10/2025 | [18 empty] | Yearly | New Asset 2024
|  |  | 97 | SCHMIDT BIOMEDTECH SDN BHD | VITAL SIGNS MONITOR | ME | AS5-48013680 |  |  | VS8 | MINDRAY | HAEMODIALYSIS | HAEMODIALYSIS | 8500 | 2024 | PCS 14601 | 2024-04-09 | M13-50005760 | M13-5124005755 | 23/10/2024 | 2 YEARS | 23/10/2024 | 22/10/2026 | [18 empty] | Half-Yearly | New Asset 2024
|  |  | 98 | SCHMIDT BIOMEDTECH SDN BHD | PATIENT MONITOR | ME | AC5-47009063 |  |  | EPM15 | MINDRAY | ENDOSCOPY | ENDOSCOPY | 25000 | 2024 | PCS 14821 | 24/09/2024 | M13-50005955 | M13-5124005950 | 23/10/2024 | 2 YEARS | 23/10/2024 | 22/10/2026 | [18 empty] | Half-Yearly | New Asset 2024
|  |  | 99 | SCHMIDT BIOMEDTECH SDN BHD | PATIENT MONITOR | ME | AC5-47009064 |  |  | EPM15 | MINDRAY | ENDOSCOPY | ENDOSCOPY | 25000 | 2024 | PCS 14821 | 24/09/2024 | M13-50005955 | M13-5124005950 | 23/10/2024 | 2 YEARS | 23/10/2024 | 22/10/2026 | [18 empty] | Half-Yearly | New Asset 2024
|  |  | 100 | SCHMIDT BIOMEDTECH SDN BHD | VITAL SIGNS MONITOR | ME | AS5-48013683 |  |  | VS8 | MINDRAY | OPD | OPD | 8500 | 2024 | PCS 14718 | 19/09/2024 | M13-50005945 | M13-5124005940 | 23/10/2024 | 2 YEARS | 23/10/2024 | 22/10/2026 | [18 empty] | Half-Yearly | New Asset 2024
|  |  | 101 | SCHMIDT BIOMEDTECH SDN BHD | VITAL SIGNS MONITOR | ME | AS5-48013684 |  |  | VS8 | MINDRAY | OPD | OPD | 8500 | 2024 | PCS 14718 | 19/09/2024 | M13-50005945 | M13-5124005940 | 23/10/2024 | 2 YEARS | 23/10/2024 | 22/10/2026 | [18 empty] | Half-Yearly | New Asset 2024
|  |  | 102 | TEEPHAM MEDICAL SDN BHD | Weighing Scale | ME | 10000001316077 |  | GA4813221-80008 | Seca 684 | Seca | HAEMODIALYSIS | HAEMODIALYSIS | 20100 | 2024 | PCS 14923 | 2024-01-10 | DO2410-1720 | TP24/10/1677 | 22/10/2024 | 2 YEARS | 22/10/2024 | 21/10/2026 | [18 empty] | Yearly | New Asset 2024
|  |  | 103 | JKS BIOMEDICAL SDN BHD | Mobile Reverse Osmosis System | ME | MR-2024-166(MK1) |  |  | JKS BIOMEDICAL | MRO-HD3 | ICU | ICU | 39000 | 2024 | PCS 14437 | 26/8/2024 | DO-2024-10-003 | 2024-10-002 | 28/10/2024 | 2 YEARS | 28/10/2024 | 28/10/2026 | [18 empty] | Half-yearly | New Asset 2024
|  |  | 104 | OLYMPUS MALAYSIA SDN BHD | Endoscopy Camera System Bronchoscope | ME | 2401710 |  |  | BF-H1100 | OLYMPUS | ENDOSCOPY | ENDOSCOPY | 119680 | 2024 | PCS 14643 | 2024-09-09 | 8020914 | 90000 20831 | 26/11/2024 | 2 YEARS | 26/11/2024 | 25/11/2024 | [18 empty] | Yearly | New Asset 2024
KPJ BANDAR DATO' ONN SPECIALIST HOSPITAL
NEW AND REPLACED ASSET 2024

## Free H30B20
Asset Information | [22 empty] | Warranty
No | SUPPLIER | Asset Type | BEMS/ FEMS | Code Asset | EQUIPMENT | Asset No. | Finance No. | SERIAL NO | MDA Cert No | MDA due date | MODEL | MANUFACTURER | SERVICES | Floor level | LOCATION | PURCHASE PRICE (RM) | YEAR PURCHASE (Refer PO) | PO NUMBER | PO DATE | DO NO | INVOICE | T&C Date | WARRANTY | WARRANTY START | WARRANTY END | PPM Frequency | Remarks | Remarks Asset Status
413 | MEDILIFE | BA | BEMS | 12293 | Laryngoscope (Adult) |  | HEHE0101676 | [5 empty] | Labour Room | 7 |  | 3788 | 2021 | PCS 3517 |  |  | INV/0421/04102 | 23/04/2021
414 | MEDILIFE | BA | BEMS | 12293 | Laryngoscope (Adult) |  | HEHE0101677 | [5 empty] | Labour Room | 7 |  | 3788 | 2021 | PCS 3517 |  |  | INV/0421/04102 | 23/04/2021
428 | UMEDIC HEALTHCARE SDN BHD | BA | BEMS | 13320 | Oxygen Regulator |  | HEHE0101644 | 200700034 |  |  |  |  | Labour Room | 7 |  | 600 | 2021 |  |  |  |  | N/A
429 | UMEDIC HEALTHCARE SDN BHD | BA | BEMS | 13320 | Oxygen Regulator |  | HEHE0101645 | 20200700150 |  |  |  |  | Labour Room | 7 |  | 600 | 2021 |  |  |  |  | N/A
470 | UMEDIC HEALTHCARE SDN BHD | BA | BEMS | 13320 | Oxygen Regulator |  | HEHE0101646 | 2020070017 |  |  |  |  | Nursery | 7 |  | 600 | 2021 |  |  |  | UWC2105016 | 04/05/2021
545 | MEDILIFE | BA | BEMS | 12293 | Laryngoscope- adult |  | HEHE0101678 | [5 empty] | WARD 7 | 7 |  | 3788 | 2021 | PCS 3517 |  |  | INV/0421/04102 | 23/04/2021
546 | MEDILIFE | BA | BEMS | 12293 | Laryngoscope, noenate |  | HEHE0101674 | [5 empty] | WARD 7 | 7 |  | 3818 | 2021 | PCS 3517 |  |  | INV/0421/04102 | 23/04/2021
779 | OLYMPUS (M) SDN BHD | BA | BEMS | 12343 | Light Guide Cable |  |  | 237W004 |  |  | WA03300A | OLYMPUS | OPD | 3 | Clinic Dr. Usha | 2373.1 | 2024 | PCS 13804 | 2024-07-09 | 8019903 | 9000019786 | 2024-07-22 | 1 YEARS | 22/7/2024 | 21/7/2025 | NA
882 | MEDI-LIFE (M) SDN BHD | BA | BEMS | 12293 | LED LARYNGOSCOPE |  |  | 1109368646 |  |  | Stand.FO.LED | Heine | CATH LAB | 5 | CATH LAB | 4892 | 2024 | PCS 14414 | 24/8/2024 |  |  | 2024-12-19 | 5 YEARS | 19/12/2024 | 18/12/2029 | FREE MAINTENANCE
891 | VENUSYS MEDICAL SDN BHD | BA | BEMS | 17660 | DERMAPEN EPN |  |  | 2122 E0019 2310 |  |  |  |  | OPD | 4 | CLINIC DR AHMAD | Package | 2024 | PCS 15730 (Package) | 2024-02-12 | DO19790,DO19794 | IN21828 | 2024-12-26 | 2 YEARS | 26/12/2024 | 25/12/2026 | Half-yearly
902 | WELCH ALLYN (21/1/2025) | BA | BEMS | 18595 | Ophthalmoscopes/Otoscopes | [7 empty] | WARD 8 | 8 |  | 1380 | 2024 | PCS 16148 | 2024-12-30 |  |  | 2025-01-21
903 | WELCH ALLYN (21/1/2025) | BA | BEMS | 18595 | Ophthalmoscopes/Otoscopes | [7 empty] | WARD 9 | 9 |  | 1380 | 2024 | PCS 16148 | 2024-12-30 |  |  | 2025-01-21
990 | MEDI-LIFE (M) SDN BHD | BA | BEMS | 12293 | Laryngoscopes, led |  |  | 1109389194 | GA7475022-86803 | 2027-03-02 | Heine | Heine | WARD 9 | 9 | E trolley | 6289 | 2024 | PCS 15672 | 2024-11-27 | ESDO/0225/01048 | EINV/0225/01415 | 2025-03-04 | 5 Years | 2025-03-04 | 2030-03-03 | Free maintenance | Blade Miller (1:SN1109679373), Blade (3:SN1109767853, 4:SN1109402839), Small Handle (SN1109656188)
991 | MEDI-LIFE (M) SDN BHD | BA | BEMS | 12293 | Laryngoscopes, led |  |  | 1109615091 | GA7475022-86803 | 2027-03-02 | Heine | Heine | WARD 8 | 8 | E trolley | 7202 | 2024 | PCS 15662 | 2024-11-27 | ESDO/0225/01050 | EINV/0225/01416 | 2025-03-04 | 5 Years | 2025-03-04 | 2030-03-03 | Free maintenance | Blade Miller (1:SN1109581077, 00:SN1109612714, 0:SN1109614971), Blade (3:SN1109767933), Small Handle (SN1109691882)
1009 | UMEDIC SDN BHD | BA | BEMS | 13325 | Regulators, Suction Low Volume (Wall) |  | HEHE0102605 | 70795-0001 | GB9511520-42738 | 19/3/2030 | VACUSILL 2 LV | Hersill | WARD 8 | 8 | Equipment Store | 1000 | 2024 | PCS 15656 | 27/11/2024 | UMC 2503032 | UMC 2503032 | 2025-03-13 | 2 Years | 2025-03-12 | 2027-03-11 | Yearly
1010 | UMEDIC SDN BHD | BA | BEMS | 13325 | Regulators, Suction Low Volume (Wall) |  | HEHE0102605 | 70795-0002 | GB9511520-42738 | 19/3/2030 | VACUSILL 2 LV | Hersill | WARD 8 | 8 | Equipment Store | 1000 | 2024 | PCS 15656 | 27/11/2024 | UMC 2503032 | UMC 2503032 | 2025-03-13 | 2 Years | 2025-03-12 | 2027-03-11 | Yearly
1011 | UMEDIC SDN BHD | BA | BEMS | 13325 | Regulators, Suction Low Volume (Wall) |  | HEHE0102605 | 70795-0003 | GB9511520-42738 | 19/3/2030 | VACUSILL 2 LV | Hersill | WARD 8 | 8 | Equipment Store | 1000 | 2024 | PCS 15656 | 27/11/2024 | UMC 2503032 | UMC 2503032 | 2025-03-13 | 2 Years | 2025-03-12 | 2027-03-11 | Yearly
1012 | UMEDIC SDN BHD | BA | BEMS | 13325 | Regulators, Suction Low Volume (Wall) |  | HEHE0102605 | 70795-0004 | GB9511520-42738 | 19/3/2030 | VACUSILL 2 LV | Hersill | WARD 8 | 8 | Equipment Store | 1000 | 2024 | PCS 15656 | 27/11/2024 | UMC 2503032 | UMC 2503032 | 2025-03-13 | 2 Years | 2025-03-12 | 2027-03-11 | Yearly
1013 | UMEDIC SDN BHD | BA | BEMS | 13325 | Regulators, Suction Low Volume (Wall) |  | HEHE0102605 | 70795-0005 | GB9511520-42738 | 19/3/2030 | VACUSILL 2 LV | Hersill | WARD 8 | 8 | Equipment Store | 1000 | 2024 | PCS 15656 | 27/11/2024 | UMC 2503032 | UMC 2503032 | 2025-03-13 | 2 Years | 2025-03-12 | 2027-03-11 | Yearly
1014 | UMEDIC SDN BHD | BA | BEMS | 13325 | Regulators, Suction Low Volume (Wall) |  | HEHE0102606 | 70794-0001 | GB9511520-42738 | 19/3/2030 | VACUSILL 2 HV | Hersill | WARD 8 | 8 | Equipment Store | 810 | 2024 | PCS 15656 | 27/11/2024 | UMC 2503032 | UMC 2503032 | 2025-03-13 | 2 Years | 2025-03-12 | 2027-03-11 | Yearly
1015 | UMEDIC SDN BHD | BA | BEMS | 13325 | Regulators, Suction Low Volume (Wall) |  | HEHE0102606 | 70794-0002 | GB9511520-42738 | 19/3/2030 | VACUSILL 2 HV | Hersill | WARD 8 | 8 | Equipment Store | 810 | 2024 | PCS 15656 | 27/11/2024 | UMC 2503032 | UMC 2503032 | 2025-03-13 | 2 Years | 2025-03-12 | 2027-03-11 | Yearly
1050 | ONE HEART MEDIC SDN BHD | BE | BEMS | 11748 | Flowmeters, Gas (Single) |  | NA | 250121 | GC8356821-60600 | 2026-04-29 | XF-A26002 | Gasmex | WARD 8 | 8 | Equipment room | 280 | 2025 | PCS 18130 | 2025-05-27 | DO-00484 | IV-00484 | 2025-06-03 | 1 Year | 2025-06-03 | 2026-06-03 | N/A
1051 | ONE HEART MEDIC SDN BHD | BE | BEMS | 11748 | Flowmeters, Gas (Single) |  | NA | 250015 | GC8356821-60600 | 2026-04-29 | XF-A26002 | Gasmex | WARD 8 | 8 | Equipment room | 280 | 2025 | PCS 18130 | 2025-05-27 | DO-00484 | IV-00484 | 2025-06-03 | 1 Year | 2025-06-03 | 2026-06-03 | N/A
1052 | ONE HEART MEDIC SDN BHD | BE | BEMS | 11748 | Flowmeters, Gas (Single) |  | NA | 250026 | GC8356821-60600 | 2026-04-29 | XF-A26002 | Gasmex | WARD 8 | 8 | Equipment room | 280 | 2025 | PCS 18130 | 2025-05-27 | DO-00484 | IV-00484 | 2025-06-03 | 1 Year | 2025-06-03 | 2026-06-03 | N/A
1053 | ONE HEART MEDIC SDN BHD | BE | BEMS | 11748 | Flowmeters, Gas (Single) |  | NA | 250087 | GC8356821-60600 | 2026-04-29 | XF-A26002 | Gasmex | WARD 8 | 8 | Equipment room | 280 | 2025 | PCS 18130 | 2025-05-27 | DO-00484 | IV-00484 | 2025-06-03 | 1 Year | 2025-06-03 | 2026-06-03 | N/A
1054 | ONE HEART MEDIC SDN BHD | BE | BEMS | 11748 | Flowmeters, Gas (Single) |  | NA | 250062 | GC8356821-60600 | 2026-04-29 | XF-A26002 | Gasmex | WARD 8 | 8 | Equipment room | 280 | 2025 | PCS 18130 | 2025-05-27 | DO-00484 | IV-00484 | 2025-06-03 | 1 Year | 2025-06-03 | 2026-06-03 | N/A
1055 | ONE HEART MEDIC SDN BHD | BE | BEMS | 11748 | Flowmeters, Gas (Single) |  | NA | 250037 | GC8356821-60600 | 2026-04-29 | XF-A26002 | Gasmex | WARD 8 | 8 | Equipment room | 280 | 2025 | PCS 18130 | 2025-05-27 | DO-00484 | IV-00484 | 2025-06-03 | 1 Year | 2025-06-03 | 2026-06-03 | N/A
1056 | ONE HEART MEDIC SDN BHD | BE | BEMS | 11748 | Flowmeters, Gas (Single) |  | NA | 250063 | GC8356821-60600 | 2026-04-29 | XF-A26002 | Gasmex | WARD 8 | 8 | Equipment room | 280 | 2025 | PCS 18130 | 2025-05-27 | DO-00484 | IV-00484 | 2025-06-03 | 1 Year | 2025-06-03 | 2026-06-03 | N/A
1057 | ONE HEART MEDIC SDN BHD | BE | BEMS | 11748 | Flowmeters, Gas (Single) |  | NA | 250055 | GC8356821-60600 | 2026-04-29 | XF-A26002 | Gasmex | WARD 8 | 8 | Equipment room | 280 | 2025 | PCS 18130 | 2025-05-27 | DO-00484 | IV-00484 | 2025-06-03 | 1 Year | 2025-06-03 | 2026-06-03 | N/A
1058 | ONE HEART MEDIC SDN BHD | BE | BEMS | 11748 | Flowmeters, Gas (Single) |  | NA | 250071 | GC8356821-60600 | 2026-04-29 | XF-A26002 | Gasmex | WARD 8 | 8 | Equipment room | 280 | 2025 | PCS 18130 | 2025-05-27 | DO-00484 | IV-00484 | 2025-06-03 | 1 Year | 2025-06-03 | 2026-06-03 | N/A
1059 | ONE HEART MEDIC SDN BHD | BE | BEMS | 11748 | Flowmeters, Gas (Single) |  | NA | 250044 | GC8356821-60600 | 2026-04-29 | XF-A26002 | Gasmex | WARD 8 | 8 | Equipment room | 280 | 2025 | PCS 18130 | 2025-05-27 | DO-00484 | IV-00484 | 2025-06-03 | 1 Year | 2025-06-03 | 2026-06-03 | N/A
1060 | ONE HEART MEDIC SDN BHD | BE | BEMS | 11748 | Flowmeters, Gas (Single) |  | NA | 250002 | GC8356821-60600 | 2026-04-29 | XF-A26002 | Gasmex | WARD 8 | 8 | Equipment room | 280 | 2025 | PCS 18130 | 2025-05-27 | DO-00484 | IV-00484 | 2025-06-03 | 1 Year | 2025-06-03 | 2026-06-03 | N/A
1061 | ONE HEART MEDIC SDN BHD | BE | BEMS | 11748 | Flowmeters, Gas (Single) |  | NA | 250056 | GC8356821-60600 | 2026-04-29 | XF-A26002 | Gasmex | WARD 8 | 8 | Equipment room | 280 | 2025 | PCS 18130 | 2025-05-27 | DO-00484 | IV-00484 | 2025-06-03 | 1 Year | 2025-06-03 | 2026-06-03 | N/A
1062 | ONE HEART MEDIC SDN BHD | BE | BEMS | 11748 | Flowmeters, Gas (Single) |  | NA | 250007 | GC8356821-60600 | 2026-04-29 | XF-A26002 | Gasmex | WARD 8 | 8 | Equipment room | 280 | 2025 | PCS 18130 | 2025-05-27 | DO-00484 | IV-00484 | 2025-06-03 | 1 Year | 2025-06-03 | 2026-06-03 | N/A
1063 | ONE HEART MEDIC SDN BHD | BE | BEMS | 11748 | Flowmeters, Gas (Single) |  | NA | 250061 | GC8356821-60600 | 2026-04-29 | XF-A26002 | Gasmex | WARD 8 | 8 | Equipment room | 280 | 2025 | PCS 18130 | 2025-05-27 | DO-00484 | IV-00484 | 2025-06-03 | 1 Year | 2025-06-03 | 2026-06-03 | N/A
1064 | ONE HEART MEDIC SDN BHD | BE | BEMS | 11748 | Flowmeters, Gas (Single) |  | NA | 250033 | GC8356821-60600 | 2026-04-29 | XF-A26002 | Gasmex | WARD 8 | 8 | Equipment room | 280 | 2025 | PCS 18130 | 2025-05-27 | DO-00484 | IV-00484 | 2025-06-03 | 1 Year | 2025-06-03 | 2026-06-03 | N/A
1065 | ONE HEART MEDIC SDN BHD | BE | BEMS | 11748 | Flowmeters, Gas (Single) |  | NA | 250019 | GC8356821-60600 | 2026-04-29 | XF-A26002 | Gasmex | WARD 8 | 8 | Equipment room | 280 | 2025 | PCS 18130 | 2025-05-27 | DO-00484 | IV-00484 | 2025-06-03 | 1 Year | 2025-06-03 | 2026-06-03 | N/A
1066 | ONE HEART MEDIC SDN BHD | BE | BEMS | 11748 | Flowmeters, Gas (Twin) |  | NA | 250761, 250772 | GC8356821-60600 | 2026-04-29 | XF-A26002D | Gasmex | WARD 8 | 8 | Equipment room | 490 | 2025 | PCS 18130 | 2025-05-27 | DO-00484 | IV-00484 | 2025-06-03 | 1 Year | 2025-06-03 | 2026-06-03 | N/A
1067 | ONE HEART MEDIC SDN BHD | BE | BEMS | 11748 | Flowmeters, Gas (Twin) |  | NA | 250893, 250887 | GC8356821-60600 | 2026-04-29 | XF-A26002D | Gasmex | WARD 8 | 8 | Equipment room | 490 | 2025 | PCS 18130 | 2025-05-27 | DO-00484 | IV-00484 | 2025-06-03 | 1 Year | 2025-06-03 | 2026-06-03 | N/A
1068 | ONE HEART MEDIC SDN BHD | BE | BEMS | 11748 | Flowmeters, Gas (Twin) |  | NA | 250730, 250727 | GC8356821-60600 | 2026-04-29 | XF-A26002D | Gasmex | WARD 8 | 8 | Equipment room | 490 | 2025 | PCS 18130 | 2025-05-27 | DO-00484 | IV-00484 | 2025-06-03 | 1 Year | 2025-06-03 | 2026-06-03 | N/A
1069 | ONE HEART MEDIC SDN BHD | BE | BEMS | 11748 | Flowmeters, Gas (Twin) |  | NA | 250617, 250587 | GC8356821-60600 | 2026-04-29 | XF-A26002D | Gasmex | WARD 8 | 8 | Equipment room | 490 | 2025 | PCS 18130 | 2025-05-27 | DO-00484 | IV-00484 | 2025-06-03 | 1 Year | 2025-06-03 | 2026-06-03 | N/A
1070 | ONE HEART MEDIC SDN BHD | BE | BEMS | 11748 | Flowmeters, Gas (Twin) |  | NA | 250859, 250846 | GC8356821-60600 | 2026-04-29 | XF-A26002D | Gasmex | WARD 8 | 8 | Equipment room | 490 | 2025 | PCS 18130 | 2025-05-27 | DO-00484 | IV-00484 | 2025-06-03 | 1 Year | 2025-06-03 | 2026-06-03 | N/A
1071 | ONE HEART MEDIC SDN BHD | BE | BEMS | 11748 | Flowmeters, Gas (Twin) |  | NA | 250784, 250747 | GC8356821-60600 | 2026-04-29 | XF-A26002D | Gasmex | WARD 8 | 8 | Equipment room | 490 | 2025 | PCS 18130 | 2025-05-27 | DO-00484 | IV-00484 | 2025-06-03 | 1 Year | 2025-06-03 | 2026-06-03 | N/A
1072 | ONE HEART MEDIC SDN BHD | BE | BEMS | 11748 | Flowmeters, Gas (Twin) |  | NA | 250894, 250861 | GC8356821-60600 | 2026-04-29 | XF-A26002D | Gasmex | WARD 8 | 8 | Equipment room | 490 | 2025 | PCS 18130 | 2025-05-27 | DO-00484 | IV-00484 | 2025-06-03 | 1 Year | 2025-06-03 | 2026-06-03 | N/A
1073 | ONE HEART MEDIC SDN BHD | BE | BEMS | 11748 | Flowmeters, Gas (Twin) |  | NA | 250613, 250614 | GC8356821-60600 | 2026-04-29 | XF-A26002D | Gasmex | WARD 8 | 8 | Equipment room | 490 | 2025 | PCS 18130 | 2025-05-27 | DO-00484 | IV-00484 | 2025-06-03 | 1 Year | 2025-06-03 | 2026-06-03 | N/A
1074 | ONE HEART MEDIC SDN BHD | BE | BEMS | 11748 | Flowmeters, Gas (Twin) |  | NA | 250741, 250739 | GC8356821-60600 | 2026-04-29 | XF-A26002D | Gasmex | WARD 8 | 8 | Equipment room | 490 | 2025 | PCS 18130 | 2025-05-27 | DO-00484 | IV-00484 | 2025-06-03 | 1 Year | 2025-06-03 | 2026-06-03 | N/A
1075 | ONE HEART MEDIC SDN BHD | BE | BEMS | 11748 | Flowmeters, Gas (Twin) |  | NA | 250542, 250509 | GC8356821-60600 | 2026-04-29 | XF-A26002 | Gasmex | WARD 8 | 8 | Equipment room | 490 | 2025 | PCS 18130 | 2025-05-27 | DO-00484 | IV-00484 | 2025-06-03 | 1 Year | 2025-06-03 | 2026-06-03 | N/A
1076 | ONE HEART MEDIC SDN BHD | BE | BEMS | 11748 | Flowmeters, Gas (Single) |  | NA | 250390 | GC8356821-60600 | 2026-04-29 | XF-A26002 | Gasmex | WARD 9 | 9 | Equipment room | 280 | 2025 | PCS 18449 | 2025-06-13 | DO-00530 | IV-00530 | 2025-06-23 | 1 Year | 2025-06-23 | 2026-06-23 | N/A
1077 | ONE HEART MEDIC SDN BHD | BE | BEMS | 11748 | Flowmeters, Gas (Single) |  | NA | 250451 | GC8356821-60600 | 2026-04-29 | XF-A26002 | Gasmex | WARD 9 | 9 | Equipment room | 280 | 2025 | PCS 18449 | 2025-06-13 | DO-00530 | IV-00530 | 2025-06-23 | 1 Year | 2025-06-23 | 2026-06-23 | N/A
1078 | ONE HEART MEDIC SDN BHD | BE | BEMS | 11748 | Flowmeters, Gas (Single) |  | NA | 250457 | GC8356821-60600 | 2026-04-29 | XF-A26002 | Gasmex | WARD 9 | 9 | Equipment room | 280 | 2025 | PCS 18449 | 2025-06-13 | DO-00530 | IV-00530 | 2025-06-23 | 1 Year | 2025-06-23 | 2026-06-23 | N/A
1079 | ONE HEART MEDIC SDN BHD | BE | BEMS | 11748 | Flowmeters, Gas (Single) |  | NA | 250129 | GC8356821-60600 | 2026-04-29 | XF-A26002 | Gasmex | WARD 9 | 9 | Equipment room | 280 | 2025 | PCS 18449 | 2025-06-13 | DO-00530 | IV-00530 | 2025-06-23 | 1 Year | 2025-06-23 | 2026-06-23 | N/A
1080 | ONE HEART MEDIC SDN BHD | BE | BEMS | 11748 | Flowmeters, Gas (Single) |  | NA | 250437 | GC8356821-60600 | 2026-04-29 | XF-A26002 | Gasmex | WARD 9 | 9 | Equipment room | 280 | 2025 | PCS 18449 | 2025-06-13 | DO-00530 | IV-00530 | 2025-06-23 | 1 Year | 2025-06-23 | 2026-06-23 | N/A
1081 | ONE HEART MEDIC SDN BHD | BE | BEMS | 11748 | Flowmeters, Gas (Single) |  | NA | 250409 | GC8356821-60600 | 2026-04-29 | XF-A26002 | Gasmex | WARD 9 | 9 | Equipment room | 280 | 2025 | PCS 18449 | 2025-06-13 | DO-00530 | IV-00530 | 2025-06-23 | 1 Year | 2025-06-23 | 2026-06-23 | N/A
1082 | ONE HEART MEDIC SDN BHD | BE | BEMS | 11748 | Flowmeters, Gas (Single) |  | NA | 250422 | GC8356821-60600 | 2026-04-29 | XF-A26002 | Gasmex | WARD 9 | 9 | Equipment room | 280 | 2025 | PCS 18449 | 2025-06-13 | DO-00530 | IV-00530 | 2025-06-23 | 1 Year | 2025-06-23 | 2026-06-23 | N/A
1083 | ONE HEART MEDIC SDN BHD | BE | BEMS | 11748 | Flowmeters, Gas (Single) |  | NA | 250394 | GC8356821-60600 | 2026-04-29 | XF-A26002 | Gasmex | WARD 9 | 9 | Equipment room | 280 | 2025 | PCS 18449 | 2025-06-13 | DO-00530 | IV-00530 | 2025-06-23 | 1 Year | 2025-06-23 | 2026-06-23 | N/A
1084 | ONE HEART MEDIC SDN BHD | BE | BEMS | 11748 | Flowmeters, Gas (Single) |  | NA | 250450 | GC8356821-60600 | 2026-04-29 | XF-A26002 | Gasmex | WARD 9 | 9 | Equipment room | 280 | 2025 | PCS 18449 | 2025-06-13 | DO-00530 | IV-00530 | 2025-06-23 | 1 Year | 2025-06-23 | 2026-06-23 | N/A
1085 | ONE HEART MEDIC SDN BHD | BE | BEMS | 11748 | Flowmeters, Gas (Single) |  | NA | 250464 | GC8356821-60600 | 2026-04-29 | XF-A26002 | Gasmex | WARD 9 | 9 | Equipment room | 280 | 2025 | PCS 18449 | 2025-06-13 | DO-00530 | IV-00530 | 2025-06-23 | 1 Year | 2025-06-23 | 2026-06-23 | N/A
1086 | ONE HEART MEDIC SDN BHD | BE | BEMS | 11748 | Flowmeters, Gas (Single) |  | NA | 250459 | GC8356821-60600 | 2026-04-29 | XF-A26002 | Gasmex | WARD 9 | 9 | Equipment room | 280 | 2025 | PCS 18449 | 2025-06-13 | DO-00530 | IV-00530 | 2025-06-23 | 1 Year | 2025-06-23 | 2026-06-23 | N/A
1087 | ONE HEART MEDIC SDN BHD | BE | BEMS | 11748 | Flowmeters, Gas (Single) |  | NA | 250456 | GC8356821-60600 | 2026-04-29 | XF-A26002 | Gasmex | WARD 9 | 9 | Equipment room | 280 | 2025 | PCS 18449 | 2025-06-13 | DO-00530 | IV-00530 | 2025-06-23 | 1 Year | 2025-06-23 | 2026-06-23 | N/A
1088 | ONE HEART MEDIC SDN BHD | BE | BEMS | 11748 | Flowmeters, Gas (Single) |  | NA | 250446 | GC8356821-60600 | 2026-04-29 | XF-A26002 | Gasmex | WARD 9 | 9 | Equipment room | 280 | 2025 | PCS 18449 | 2025-06-13 | DO-00530 | IV-00530 | 2025-06-23 | 1 Year | 2025-06-23 | 2026-06-23 | N/A
1089 | ONE HEART MEDIC SDN BHD | BE | BEMS | 11748 | Flowmeters, Gas (Single) |  | NA | 250400 | GC8356821-60600 | 2026-04-29 | XF-A26002 | Gasmex | WARD 9 | 9 | Equipment room | 280 | 2025 | PCS 18449 | 2025-06-13 | DO-00530 | IV-00530 | 2025-06-23 | 1 Year | 2025-06-23 | 2026-06-23 | N/A
1090 | ONE HEART MEDIC SDN BHD | BE | BEMS | 11748 | Flowmeters, Gas (Single) |  | NA | 250498 | GC8356821-60600 | 2026-04-29 | XF-A26002 | Gasmex | WARD 9 | 9 | Equipment room | 280 | 2025 | PCS 18449 | 2025-06-13 | DO-00530 | IV-00530 | 2025-06-23 | 1 Year | 2025-06-23 | 2026-06-23 | N/A
1091 | ONE HEART MEDIC SDN BHD | BE | BEMS | 11748 | Flowmeters, Gas (Twin) |  | NA | 250697, 250722 | GC8356821-60600 | 2026-04-29 | XF-A26002D | Gasmex | WARD 9 | 9 | Equipment room | 490 | 2025 | PCS 18449 | 2025-06-13 | DO-00530 | IV-00530 | 2025-06-23 | 1 Year | 2025-06-23 | 2026-06-23 | N/A
1092 | ONE HEART MEDIC SDN BHD | BE | BEMS | 11748 | Flowmeters, Gas (Twin) |  | NA | 250886, 250895 | GC8356821-60600 | 2026-04-29 | XF-A26002D | Gasmex | WARD 9 | 9 | Equipment room | 490 | 2025 | PCS 18449 | 2025-06-13 | DO-00530 | IV-00530 | 2025-06-23 | 1 Year | 2025-06-23 | 2026-06-23 | N/A
1093 | ONE HEART MEDIC SDN BHD | BE | BEMS | 11748 | Flowmeters, Gas (Twin) |  | NA | 250857, 250865 | GC8356821-60600 | 2026-04-29 | XF-A26002D | Gasmex | WARD 9 | 9 | Equipment room | 490 | 2025 | PCS 18449 | 2025-06-13 | DO-00530 | IV-00530 | 2025-06-23 | 1 Year | 2025-06-23 | 2026-06-23 | N/A
1094 | ONE HEART MEDIC SDN BHD | BE | BEMS | 11748 | Flowmeters, Gas (Twin) |  | NA | 250728, 250766 | GC8356821-60600 | 2026-04-29 | XF-A26002D | Gasmex | WARD 9 | 9 | Equipment room | 490 | 2025 | PCS 18449 | 2025-06-13 | DO-00530 | IV-00530 | 2025-06-23 | 1 Year | 2025-06-23 | 2026-06-23 | N/A
1095 | ONE HEART MEDIC SDN BHD | BE | BEMS | 11748 | Flowmeters, Gas (Twin) |  | NA | 250678, 250684 | GC8356821-60600 | 2026-04-29 | XF-A26002D | Gasmex | WARD 9 | 9 | Equipment room | 490 | 2025 | PCS 18449 | 2025-06-13 | DO-00530 | IV-00530 | 2025-06-23 | 1 Year | 2025-06-23 | 2026-06-23 | N/A
1096 | UMEDIC HEALTHCARE SDN BHD | BA | BEMS | 13325 | Regulators, Suction (Wall) |  | HEHE0102635 | 70794-0003 |  |  | VACUSILL 2 HV | HERSILL | WARD 9 | 9 | Equipment Room | 810 | 2025 | PCS 15703 | 2024-11-29 | UMC2504079 | UMC2504079 | 2025-06-11 | 1 Year | 2025-06-11 | 2026-06-10 | Yearly
1097 | UMEDIC HEALTHCARE SDN BHD | BA | BEMS | 13325 | Regulators, Suction (Wall) |  | HEHE0102635 | 70794-0004 |  |  | VACUSILL 2 HV | HERSILL | WARD 9 | 9 | Equipment Room | 810 | 2025 | PCS 15703 | 29/11/2024 | UMC2504079 | UMC2504079 | 2025-06-11 | 1 Year | 2025-06-11 | 2026-06-10 | Yearly
1098 | UMEDIC HEALTHCARE SDN BHD | BA | BEMS | 13325 | Regulators, Suction (Wall) |  | HEHE0102635 | 70794-0005 |  |  | VACUSILL 2 HV | HERSILL | WARD 9 | 9 | Equipment Room | 810 | 2025 | PCS 15703 | 29/11/2024 | UMC2504079 | UMC2504079 | 2025-06-11 | 1 Year | 2025-06-11 | 2026-06-10 | Yearly
1099 | UMEDIC HEALTHCARE SDN BHD | BA | BEMS | 13325 | Regulators, Suction (Wall) |  | HEHE0102635 | 70794-0006 |  |  | VACUSILL 2 HV | HERSILL | WARD 9 | 9 | Equipment Room | 810 | 2025 | PCS 15703 | 29/11/2024 | UMC2504079 | UMC2504079 | 2025-06-11 | 1 Year | 2025-06-11 | 2026-06-10 | Yearly
1100 | UMEDIC HEALTHCARE SDN BHD | BA | BEMS | 13325 | Regulators, Suction (Wall) |  | HEHE0102635 | 70794-0007 |  |  | VACUSILL 2 HV | HERSILL | WARD 9 | 9 | Equipment Room | 810 | 2025 | PCS 15703 | 29/11/2024 | UMC2504079 | UMC2504079 | 2025-06-11 | 1 Year | 2025-06-11 | 2026-06-10 | Yearly
1101 | UMEDIC HEALTHCARE SDN BHD | BA | BEMS | 13325 | Regulators, Suction (Wall) |  | HEHE0102635 | 70794-0008 |  |  | VACUSILL 2 HV | HERSILL | WARD 9 | 9 | Equipment Room | 810 | 2025 | PCS 15703 | 29/11/2024 | UMC2504079 | UMC2504079 | 2025-06-11 | 1 Year | 2025-06-11 | 2026-06-10 | Yearly
1102 | UMEDIC HEALTHCARE SDN BHD | BA | BEMS | 13325 | Regulators, Suction (Wall) |  | HEHE0102635 | 70794-0009 |  |  | VACUSILL 2 HV | HERSILL | WARD 9 | 9 | Equipment Room | 810 | 2025 | PCS 15703 | 29/11/2024 | UMC2504079 | UMC2504079 | 2025-06-11 | 1 Year | 2025-06-11 | 2026-06-10 | Yearly
1103 | UMEDIC HEALTHCARE SDN BHD | BA | BEMS | 13325 | Regulators, Suction (Wall) |  | HEHE0102635 | 70794-0010 |  |  | VACUSILL 2 HV | HERSILL | WARD 9 | 9 | Equipment Room | 810 | 2025 | PCS 15703 | 29/11/2024 | UMC2504079 | UMC2504079 | 2025-06-11 | 1 Year | 2025-06-11 | 2026-06-10 | Yearly
1104 | UMEDIC HEALTHCARE SDN BHD | BA | BEMS | 13325 | Regulators, Suction (Wall) |  | HEHE0102635 | 70794-0011 |  |  | VACUSILL 2 HV | HERSILL | WARD 9 | 9 | Equipment Room | 810 | 2025 | PCS 15703 | 29/11/2024 | UMC2504079 | UMC2504079 | 2025-06-11 | 1 Year | 2025-06-11 | 2026-06-10 | Yearly
1105 | UMEDIC HEALTHCARE SDN BHD | BA | BEMS | 13325 | Regulators, Suction (Wall) |  | HEHE0102635 | 70794-0014 |  |  | VACUSILL 2 HV | HERSILL | WARD 9 | 9 | Equipment Room | 810 | 2025 | PCS 15703 | 29/11/2024 | UMC2504079 | UMC2504079 | 2025-06-11 | 1 Year | 2025-06-11 | 2026-06-10 | Yearly
1106 | UMEDIC HEALTHCARE SDN BHD | BA | BEMS | 13325 | Regulators, Suction (Wall) |  | HEHE0102635 | 70794-0015 |  |  | VACUSILL 2 HV | HERSILL | WARD 9 | 9 | Equipment Room | 810 | 2025 | PCS 15703 | 29/11/2024 | UMC2504079 | UMC2504079 | 2025-06-11 | 1 Year | 2025-06-11 | 2026-06-10 | Yearly
1107 | UMEDIC HEALTHCARE SDN BHD | BA | BEMS | 13325 | Regulators, Suction (Wall) |  | HEHE0102635 | 70794-0016 |  |  | VACUSILL 2 HV | HERSILL | WARD 9 | 9 | Equipment Room | 810 | 2025 | PCS 15703 | 29/11/2024 | UMC2504079 | UMC2504079 | 2025-06-11 | 1 Year | 2025-06-11 | 2026-06-10 | Yearly
1108 | UMEDIC HEALTHCARE SDN BHD | BA | BEMS | 13325 | Regulators, Suction (Wall) |  | HEHE0102635 | 70794-0017 |  |  | VACUSILL 2 HV | HERSILL | WARD 9 | 9 | Equipment Room | 810 | 2025 | PCS 15703 | 29/11/2024 | UMC2504079 | UMC2504079 | 2025-06-11 | 1 Year | 2025-06-11 | 2026-06-10 | Yearly
1109 | UMEDIC HEALTHCARE SDN BHD | BA | BEMS | 13325 | Regulators, Suction (Wall) |  | HEHE0102635 | 70794-0018 |  |  | VACUSILL 2 HV | HERSILL | WARD 9 | 9 | Equipment Room | 810 | 2025 | PCS 15703 | 29/11/2024 | UMC2504079 | UMC2504079 | 2025-06-11 | 1 Year | 2025-06-11 | 2026-06-10 | Yearly
1110 | UMEDIC HEALTHCARE SDN BHD | BA | BEMS | 13325 | Regulators, Suction (Wall) |  | HEHE0102635 | 70794-0019 |  |  | VACUSILL 2 HV | HERSILL | WARD 9 | 9 | Equipment Room | 810 | 2025 | PCS 15703 | 29/11/2024 | UMC2504079 | UMC2504079 | 2025-06-11 | 1 Year | 2025-06-11 | 2026-06-10 | Yearly
1111 | UMEDIC HEALTHCARE SDN BHD | BA | BEMS | 13325 | Regulators, Suction (Wall) |  | HEHE0102635 | 70794-0020 |  |  | VACUSILL 2 HV | HERSILL | WARD 9 | 9 | Equipment Room | 810 | 2025 | PCS 15703 | 29/11/2024 | UMC2504079 | UMC2504079 | 2025-06-11 | 1 Year | 2025-06-11 | 2026-06-10 | Yearly
1112 | UMEDIC HEALTHCARE SDN BHD | BA | BEMS | 13325 | Regulators, Suction (Wall) |  | HEHE0102635 | 70794-0021 |  |  | VACUSILL 2 HV | HERSILL | WARD 9 | 9 | Equipment Room | 810 | 2025 | PCS 15703 | 29/11/2024 | UMC2504079 | UMC2504079 | 2025-06-11 | 1 Year | 2025-06-11 | 2026-06-10 | Yearly
1113 | UMEDIC HEALTHCARE SDN BHD | BA | BEMS | 13325 | Regulators, Suction (Wall) |  | HEHE0102635 | 70794-0022 |  |  | VACUSILL 2 HV | HERSILL | WARD 9 | 9 | Equipment Room | 810 | 2025 | PCS 15703 | 29/11/2024 | UMC2504079 | UMC2504079 | 2025-06-11 | 1 Year | 2025-06-11 | 2026-06-10 | Yearly
1114 | UMEDIC HEALTHCARE SDN BHD | BA | BEMS | 13325 | Regulators, Suction (Wall) |  | HEHE0102635 | 71294-0034 |  |  | VACUSILL 2 HV | HERSILL | WARD 9 | 9 | Equipment Room | 810 | 2025 | PCS 15703 | 29/11/2024 | UMC2504079 | UMC2504079 | 2025-06-11 | 1 Year | 2025-06-11 | 2026-06-10 | Yearly
1115 | UMEDIC HEALTHCARE SDN BHD | BA | BEMS | 13325 | Regulators, Suction (Wall) |  | HEHE0102635 | 71294-0044 |  |  | VACUSILL 2 HV | HERSILL | WARD 9 | 9 | Equipment Room | 810 | 2025 | PCS 15703 | 29/11/2024 | UMC2504079 | UMC2504079 | 2025-06-11 | 1 Year | 2025-06-11 | 2026-06-10 | Yearly
1146 |  | BA | BEMS | 13325 | Regulators, Suction (Wall) |  |  | 47625-0031 |  |  | VACUSILL | HERSILL | WARD 5 | 5 | Equipment Room | [10 empty] | Yearly
1147 |  | BA | BEMS | 13325 | Regulators, Suction (Wall) |  |  | 47625-0036 |  |  | VACUSILL | HERSILL | WARD 5 | 5 | Equipment Room | [10 empty] | Yearly
1148 |  | BA | BEMS | 13325 | Regulators, Suction (Wall) |  |  | 47625-0069 |  |  | VACUSILL | HERSILL | WARD 5 | 5 | Equipment Room | [10 empty] | Yearly
1149 |  | BA | BEMS | 13325 | Regulators, Suction (Wall) |  |  | 47625-0096 |  |  | VACUSILL | HERSILL | WARD 5 | 5 | Equipment Room | [10 empty] | Yearly
1150 |  | BA | BEMS | 13325 | Regulators, Suction (Wall) |  |  | 47625-0001 |  |  | VACUSILL | HERSILL | WARD 5 | 5 | Equipment Room | [10 empty] | Yearly
1151 |  | BA | BEMS | 13325 | Regulators, Suction (Wall) |  |  | 47625-0088 |  |  | VACUSILL | HERSILL | WARD 5 | 5 | Equipment Room | [10 empty] | Yearly
1273 | ONE HEART MEDIC SDN BHD | BE | BEMS | 11748 | Flowmeter Single Oxygen |  |  | 24845 |  |  | 9910-029 | Penlon | OPD | 6 | New Clinic | 350 | 2026 | PCS 23061 | 16/03/2026 | DO-00896 | IV-00896 | 2026-04-20 | 1 Year | 20/4/2026 | 20/4/2027 | Yearly
1274 | ONE HEART MEDIC SDN BHD | BE | BEMS | 11748 | Flowmeter Single Oxygen |  |  | 24845 |  |  | 9910-029 | Penlon | OPD | 6 | New Clinic | 350 | 2026 | PCS 23061 | 16/03/2026 | DO-00896 | IV-00896 | 2026-04-20 | 1 Year | 20/4/2026 | 20/4/2027 | Yearly
1275 | ONE HEART MEDIC SDN BHD | BE | BEMS | 11748 | Flowmeter Single Oxygen |  |  | 24845 |  |  | 9910-029 | Penlon | OPD | 6 | New Clinic | 350 | 2026 | PCS 23061 | 16/03/2026 | DO-00896 | IV-00896 | 2026-04-20 | 1 Year | 20/4/2026 | 20/4/2027 | Yearly
1285 | BIO PRO SERVICES SDN BHD | BA | BEMS | 15075 | Laryngoscopes, Flexible (Portable) |  |  | 401560015T | GA4600125-201675 | 21/4/2030 | EN-1039 | Seesheen | ICU | 3 | Endoscopy | 43000 | 2026 | PCS 24233 | 2026-11-05 | DO/26/2084 | INV/26/2084 | 25/5/2026 | 3 YEARS | 25/5/2026 | 2029-01-06 | Yearly
1289 | T&C HANDHELD DIALYSIS | BA | BEMS | 14278 | Scanning Systems, Ultrasonic, Wireless Handheld |  |  | H26202006 |  |  | LX128LC | Lesono | HEMODIALYSIS | 2 | Hemodialysis | 28000 | 2026 | PCS 23236 | 2026-03-30 | DO-000424 | INV-001433 | 2026-06-23 | 2 YEARS | 2026-06-23 | 2028-06-23 | FREE MAINTENANCE
| T&C CYSTOSCOPE OT | BE | BEMS | 17145 | Cystoscopes, Rigid | [7 empty] | OT | 5 | [7 empty] | 2026-06-26 | 2 Years | 2022-09-12 | 2024-09-11
EQUIPMENT ASSET MASTER LIST

## Asset H30B10
Asset Information | [22 empty] | Warranty
No | SUPPLIER | Asset Type | BEMS/ FEMS | Code Asset | EQUIPMENT | Asset No. | Finance No. | SERIAL NO | MDA Cert No | MDA due date | MODEL | MANUFACTURER | SERVICES | Floor level | LOCATION | PURCHASE PRICE (RM) | YEAR PURCHASE (Refer PO) | PO NUMBER | PO DATE | DO NO | INVOICE | T&C Date | WARRANTY | WARRANTY START | WARRANTY END | PPM Frequency | Remarks | Remarks Asset Status
648 | INBODY ASIA SDN BHD | BA | BEMS | 17417 | Analyzers, Physiologic, Body Composition |  |  | F923000671 | GB862651247119 |  | IB270 | Inbody | DIET | 3 | Dietition | 25000 | 2023 | PCS 8882 | 2023-07-04 | IV02306 | IV02306 | 2023-05-10 | 2 Years | 2023-05-10 | 2025-05-09 | Yearly
701 | SCHMIDT BIOMEDTECH SDN BHD | BA | BEMS | 12636 | Physiologic Monitoring Systems, Acute Care |  |  | AA3-2A057627 | GC8882723-119416 |  | Benevision N1 | Mindray | Labour Room | 7 | Labor Room | 39500 | 2023 | PCS 9918 | 26/7/2023 | M13 3307238 | M13101265282 | 2023-08-11 | 2 Years | 2023-08-11 | 2025-08-10 | Half-yearly
703 | RAPHA MEDICAL SDN BHD | BA | BEMS | 24097 | Monitors, Bedside, Physiologic Oximetry Tissue |  |  | MBB2208044 |  |  | BEDSIDE SPO2 MONITOR | Covidien | Labour Room | 7 | Labor Room | 6450 | 2023 | PCS 9798 | 15/7/2023 | D0-23205 | IV-21725 | 2023-08-16 | 2 Years | 16/8/2023 | 16/8/2025 | Yearly
718 | NATSAI VITALHEALTH (M) SDN BHD | BA | BEMS | 17908 | Ultrasound Therapy/Neuromuscular Stimulation Systems, Physical Therapy |  |  | AFN003921 | GB3444720-45825 |  | 15.1205 | CHATTANOOGA | Rehab | 3 | PHY | 18000 | 2023 | PCS 10307 | 2023-09-01 | DO-02085 | NV-02084 | 2023-09-21 | 2 YEARS,1 PPM | 2023-09-21 | 2025-09-20 | Yearly
730 | FRESENIUS KABI MALAYSIA SDN BHD | BA | BEMS | 13215 | Infusion Pumps, General-Purpose |  |  | 81220858 | GC939701178918 |  | INFVP7S (ED3) | Fresenius Kabi | Labour Room | 7 | LR | 2900 | 2023 | PCS 9797 | 2023-07-14 | 1104157390 | 1104157390 | 2023-09-25 | 2 YEARS | 2023-09-25 | 2023-09-24 | Yearly
731 | FRESENIUS KABI MALAYSIA SDN BHD | BA | BEMS | 13217 | Infusion Pumps, Syringe |  |  | 25594385 | GC13383914618 |  | Agilia SP MY | Fresenius Kabi | Labour Room | 7 | LR | 3400 | 2023 | PCS 9797 | 2023-07-14 | 1104157390 | 1104157390 | 2023-09-25 | 2 YEARS | 2023-09-25 | 2023-09-24 | Yearly
732 | UMEDIC HEALTHCARE SDN BHD | BA | BEMS | 12610 | Cardiotocographs |  |  | DE65863789 | GC95268545118 |  | Avalon FM20 | Philips | Labour Room | 7 | LR | 29300 | 2023 | PCS 9814 | 2023-07-15 | UMC2310044 | UMC2310044 | 2023-10-12 | 2 YEARS | 2023-10-12 | 2025-10-11 | Half-yearly
733 | FORMEDIC TECHNOLOGIES SDN BHD | BA | BEMS | 15662 | Lega Machine Ace Chest Purcussor/Vibrator |  |  | A9-DEV-01-23001-032 | GMD87221455918A |  | LEGA Ace | Formedic | Rehab | 3 | PHY | 6000 | 2023 | PCS 10504 | 2023-09-13 | FMD 231001 | FM1 231001 | 2023-10-18 | 1 YEAR | 2023-10-18 | 2024-10-17 | Yearly
743 | DRAEGER MALAYSIA SDN BHD | BA | BEMS | 17433 | Warming Units, Patient, Radiant, Infant, Mobile |  |  | ASSJ-0010 | GC4294423-134628 |  | BABYTHERM 8004 | DRAGER | Labour Room | 7 | LR | 14100 | 2023 | PCS 9795 | 14/7/2023 | 176005026 | 912037703 | 2023-11-02 | 2 YEARS | 2023-11-02 | 2025-11-01 | Half-yearly
744 | DAYA CERGAS (M) SDN BHD | BA | BEMS | 13366 | Resuscitators, Pulmonary, Pneumatic |  | HEHE0102332 | 23021603 8295 | GC32294333517 |  | RD900 Neopuff | Fisher & Paykel | Labour Room | 7 | LR | 7500 | 2023 | PCS 9796 |  |  | 912036790 | 2023-11-22 | 2 YEARS | 22/11/2023 | 22/11/2025 | Yearly
746 | MEDI LIFESPORTS (M) SDN BHD | BA | BEMS | 88040 | Flex Waxbath Therapy Stainless Steel |  |  | 6436/1123 |  |  | PT-6 |  | Rehab | 3 | PHY | 8500 | 2023 |  |  |  |  | 2023-12-13 | 1 YEARS | 13/12/2023 | 13/12/2023 | Yearly
749 | SCHMIDT BIOMEDTECH SDN BHD | BA | BEMS | 12276 | Lights, Examination |  |  | 23-34662 | GA9606440016 |  | MACH LED 120F MOBILE | DR Mach | Labour Room | 7 | LR | 10200 | 2024 | PCS 9799 | 15/07/2023 | M1707712023 | M17541912535190 | 2024-02-06 | 2 YEARS | 2024-02-06 | 2026-02-05 | Yearly
751 | IDS MEDICAL SYSTEM (M) SDN BHD | BA | BEMS | 17908 | Ultrasound Therapy/Neuromuscular Stimulation Systems, Physical Therapy |  |  | 49.474 |  |  | SONOPULS 492 | ENRAF NONIUS | Rehab | 3 | PHY | 19950 | 2023 | PCS 11615 | 28/12/2023 | DN 90020144 | UG90014415 | 2024-03-19 | 1 YEARS | 19/3/2024 | 2025-03-18 | Half-yearly
753 | SCHMIDT BIOMEDTECH SDN BHD | BA | BEMS | 12636 | Physiologic Monitoring Systems, Transport |  |  | AA3-41085687 | GC8882723-119416 |  | N1 | Mindray | WARD 7 | 7 | WARD 7 | 28000 | 2024 | PCS 11814 |  | M13 3318735 | M13101277210 | 2024-04-26 | 2 YEARS | 26/4/2024 | 25/4/2026 | Half-yearly
792 | FRESENIUS KABI MALAYSIA SDN BHD | BA | BEMS | 13215 | Infusion Pumps, General-Purpose |  |  | 81213080 |  |  | INFUSIA VP7S | FRESENIUS KABI | CATH LAB | 5 | CATH LAB | 2900 | 2024 | PCS 13496 | 15/6/2024 |  |  | 2024-08-01 | 2 Years | 2024-08-01 | 31/7/2026 | Yearly
793 | FRESENIUS KABI MALAYSIA SDN BHD | BA | BEMS | 13215 | Infusion Pumps, General-Purpose |  |  | 81213111 |  |  | INFUSIA VP7S | FRESENIUS KABI | CATH LAB | 5 | CATH LAB | 2900 | 2024 | PCS 13496 | 15/6/2024 |  |  | 2024-08-01 | 2 Years | 2024-08-01 | 31/7/2026 | Yearly
794 | FRESENIUS KABI MALAYSIA SDN BHD | BA | BEMS | 13217 | Infusion Pumps, Syringe |  |  | 25625172 |  |  | AGILIA SPMY | FRESENIUS KABI | CATH LAB | 5 | CATH LAB | 3400 | 2024 | PCS 13496 | 15/6/2024 |  |  | 2024-08-01 | 2 Years | 2024-08-01 | 31/7/2026 | Yearly
795 | FRESENIUS KABI MALAYSIA SDN BHD | BA | BEMS | 13217 | Infusion Pumps, Syringe |  |  | 25594409 |  |  | AGILIA SPMY | FRESENIUS KABI | CATH LAB | 5 | CATH LAB | 3400 | 2024 | PCS 13496 | 15/6/2024 |  |  | 2024-08-01 | 2 Years | 2024-08-01 | 31/7/2026 | Yearly
796 | FRESENIUS KABI MALAYSIA SDN BHD | BA | BEMS | 13217 | Infusion Pumps, Syringe |  |  | 25594393 |  |  | AGILIA SPMY | FRESENIUS KABI | CATH LAB | 5 | CATH LAB | 3400 | 2024 | PCS 13496 | 15/6/2024 |  |  | 2024-08-01 | 2 Years | 2024-08-01 | 31/7/2026 | Yearly
797 | FRESENIUS KABI MALAYSIA SDN BHD | BA | BEMS | 13217 | Infusion Pumps, Syringe |  |  | 25625180 |  |  | AGILIA SPMY | FRESENIUS KABI | CATH LAB | 5 | CATH LAB | 3400 | 2024 | PCS 13496 | 15/6/2024 |  |  | 2024-08-01 | 2 Years | 2024-08-01 | 31/7/2026 | Yearly
800 | INSAN BAKTI SDN BHD | BA | BEMS | 10134 | Anesthesia Units |  |  | SM724160102WA |  |  | CARESTATION 650 | GE | CATH LAB | 5 | CATH LAB | 145000 | 2024 | PCS 13652 | 26/6/2024 | 24-09978 | IN24-09451 | 2024-08-27 | 2 YEARS | 27/08/2024 | 26/08/2026 | Half-yearly
804 | IDS MEDICAL SYSTEMS SDN BHD | BA | BEMS | 13462 | Scales, Patient, Floor |  | HEHE0102028 | 10000000798306 |  |  | Seca 334 | Seca | OPD | 4 | CLINIC DR. NITHYAH | 3830 | 2022 | PCS 6999 | 2022-09-22 | DN90010349 | UG90007342 | 2022-10-03 | 2 Years | 2022-10-03 | 2024-10-02 | Yearly | HE....104
807 | SCHMIDT BIOMEDTECH SDN BHD | BA | BEMS | 12636 | Physiologic Monitoring Systems |  |  | JK-47009045 |  |  | BENEVISION N19 | MINDRAY | CATH LAB | 5 | CATH LAB | 19000 | 2024 | PCS 13661 | 26/6/2024 | M13-3002333 | M13-5124003656 | 2024-09-18 | 2 YEARS | 18/9/2024 | 17/9/2026 | Half-Yearly
808 | SCHMIDT BIOMEDTECH SDN BHD | BA | BEMS | 12636 | Physiologic Monitoring Systems, Transport |  |  | NN3-47093870 |  |  | BENEVISION N1 | MINDRAY | CATH LAB | 5 | CATH LAB | 19000 | 2024 | PCS 13661 | 26/6/2024 | M13-3002333 | M13-5124003656 | 2024-09-18 | 2 YEARS | 18/9/2024 | 17/9/2026 | Half-Yearly
821 | MEDTRONIC MALAYSIA SDN BHD | BA | BEMS | 12912 | Single Chamber Temporary Pacemaker |  |  | MDB16659UP |  |  | 53401 | Medtronic | CATH LAB | 5 | CATH LAB | 11500 | 2024 | PCS 14408 | 24/08/2024 | 1442331084 | 4030396334 | 2024-09-18 | 1 YEARS | 18/09/2024 | 17/09/2025 | Yearly
822 | LAC MEDICAL SUPPLIES SDN BHD | BA | BEMS | 16597 | Single-Plan Angiography , Machine |  |  | 1141 |  |  | Azurion 7 M12 | Philips | CATH LAB | 5 | CATH LAB | 3800000 | 2024 | PCS 12099 (Package) | 16/2/2024 | 1006626 | 2991479687 | 2024-09-24 | 2 YEARS | 24/09/2024 | 23/09/2026 | Half-yearly
823 | LAC MEDICAL SUPPLIES SDN BHD | BA | BEMS | 15284 | Injectors, Contrast Media, Angiography |  |  | CO324C382G |  |  | ILLUMENA | L.F | CATH LAB | 5 | CATH LAB | Package | 2024 | PCS 12099 (Package) | 16/2/2024 | 1006506 | 2991479687 | 2024-09-24 | 2 YEARS | 24/09/2024 | 23/09/2026 | Half-yearly
824 | LAC MEDICAL SUPPLIES SDN BHD | BA | BEMS | 17422 | Intravascular Ultrasound |  |  | 403393 |  |  | INTRASIGHT IS7 | VOLCANO | CATH LAB | 5 | CATH LAB | Package | 2024 | PCS 12099 (Package) | 16/2/2024 | 1006503 | 2991479687 | 2024-09-24 | 2 YEARS | 24/09/2024 | 23/09/2026 | Half-yearly
845 | MEDANTS TECHNOLOGY SDN BHD | BA | BEMS | 17882 | Defibrillators/Pacemaker, External |  |  | 24325 |  |  | TEC-5631 | Nihon Kohden | CATH LAB | 5 | CATH LAB | 19500 | 2024 | PCS 14353 | 19/08/2024 | DO-7401121 | IV-8401121 | 2024-10-17 | 2 Years | 17/10/2024 | 17/10/2026 | Half-Yearly
847 | ETERNITY HEALTHCARE SDN BHD | BA | BEMS | 15297 | Timers, Coagulation (Activated Clotting Test Machine) |  |  | 642317911 |  |  | ACTALYKE MINI 2 | HELENA LABORATORIES | CATH LAB | 5 | CATH LAB | 28720 | 2024 | PCS 14356 | 19/08/2024 | IV-0000558 | IV-0000557 | 2024-10-22 | 1 YEARS | 22/10/2024 | 21/10/2025 | Yearly
851 | SCHMIDT BIOMEDTECH SDN BHD | BA | BEMS | 25209 | Monitors, Physiologic, Vital Signs |  |  | AS5-48013683 |  |  | VS8 | MINDRAY | WARD 5 | 4 | WARD 5 | 8500 | 2024 | PCS 14718 | 19/09/2024 | M13-50005945 | M13-5124005940 | 2024-10-23 | 2 YEARS | 23/10/2024 | 22/10/2026 | Half-Yearly | 15/1/2026: Transfer from Clinic Dr. Wong to Ward 5
852 | SCHMIDT BIOMEDTECH SDN BHD | BA | BEMS | 25209 | Monitors, Physiologic, Vital Signs |  |  | AS5-48013680 |  |  | VS8 | MINDRAY | WARD 5 | 3 | WARD 5 | 8500 | 2024 | PCS 14718 | 19/09/2024 | M13-50005945 | M13-5124005940 | 2024-10-23 | 2 YEARS | 23/10/2024 | 22/10/2026 | Half-Yearly | 15/1/2026: Transfer from Clinic Dr. Ezairy to Ward 5
861 | EXPERT HEALTHCARE SDN BHD | BA | BEMS | 17882 | Defibrillators/Pacemaker, External |  |  | 21322 |  |  | TEC-5631K | Nihon Kohden | WARD 8 | 8 | WARD 8 | 19800 | 2024 | PCS 15443 | 2024-07-11 | DO-25244 | IV-25310 | 2024-11-28 | 2 YEARS | 28/11/2024 | 27/11/2026 | Yearly
877 | EXPERT HEALTHCARE SDN BHD | BA | BEMS | 17882 | Defibrillators/Pacemaker, External |  |  | 21323 |  |  | TEC-5631K | Nihon Kohden | WARD 9 | 9 | WARD 9 | 19800 | 2024 | PCS 15437 | 2024-07-11 | DO-25256 | IV-25323 | 2024-12-10 | 2 YEARS | 2024-12-10 | 2026-12-09 | Yearly
878 | INSAN BAKTI SDN BHD | BA | BEMS | 12636 | Physiologic Monitoring Systems |  |  | SR724282036WA |  |  | B125M | GE | CATH LAB | 5 | CATH LAB | 23000 | 2024 | PCS 15214 | 23/10/2024 | D024-17040 | IN24-16254 | 2024-12-16 | 2 YEARS | 16/12/2024 | 15/12/2026 | Half-yearly
888 | VENUSYS MEDICAL SDN BHD | BA | BEMS | 16942 | Lasers, Carbon Dioxide, Surgical/ Dermatologic |  |  | ABIOZ41100871 |  |  | Bioxel AMI | AMI | OPD | 4 | CLINIC DR AHMAD | 180000 | 2024 | PCS 15730 (Package) | 2024-02-12 | DO19790,DO19794 | IN21828 | 2024-12-26 | 2 YEARS | 26/12/2024 | 25/12/2026 | Half-yearly
889 | VENUSYS MEDICAL SDN BHD | BA | BEMS | 16262 | Smoke Evacuation Systems, Surgical |  |  | SE24093 |  |  | ERASER-SE | MEDITECH | OPD | 4 | CLINIC DR AHMAD | Package | 2024 | PCS 15730 (Package) | 2024-02-12 | DO19790,DO19794 | IN21828 | 2024-12-26 | 2 YEARS | 26/12/2024 | 25/12/2026 | Half-yearly
890 | VENUSYS MEDICAL SDN BHD | BA | BEMS | 16437 | Chairs, Examination/ Treatment (Aesthetic Chair) |  |  | SX4087247 |  |  | 2235D | SILVERFOX | OPD | 4 | CLINIC DR AHMAD | Package | 2024 | PCS 15730 (Package) | 2024-02-12 | DO19790,DO19794 | IN21828 | 2024-12-26 | 2 YEARS | 26/12/2024 | 25/12/2026 | Half-yearly
901 | TOYO ADTEC SDN BHD | BA | BEMS | 15976 | Scanning Systems, Ultrasonic, General Purpose, Portable |  |  | 6314213WX0 | GB8857120-41740 |  | Versana Active | GE Healthcare | OPD | 4 | PROCEDURE ROOM | 100000 | 2024 | PCS 15993 | 13/12/2024 | MDO-20240339 | MSI-20240339 | 2025-01-09 | 3 YEARS | 2025-01-09 | 2028-01-08 | Half-yearly | Probe: 4C-RS:1419454WX2, 12L-RS:1417454WX4, L8-18i-RS: 350149WP1
905 | IDS MEDICAL SYSTEM SDN BHD | BA | BEMS | 17908 | Ultrasound Therapy/Neuromuscular Stimulation Systems, Physical Therapy |  |  | 49.689 | GB83823353017 | 2027-09-25 | Sonopuls 492 | Enraf-Nonius | Rehab | 3 | Electrotherapy | 18300 | 2024 | PCS 15843 | 2024-12-05 | DN90026003 | UG90018618 | 2025-02-04 | 2 Years | 2025-02-04 | 2027-02-03 | Half-Yearly
906 | IDS MEDICAL SYSTEM SDN BHD | BA | BEMS | 17908 | Ultrasound Therapy/Neuromuscular Stimulation Systems, Physical Therapy |  |  | 49.690 | GB83823353017 | 2027-09-25 | Sonopuls 492 | Enraf-Nonius | Rehab | 3 | Electrotherapy | 18300 | 2024 | PCS 15843 | 2024-12-05 | DN90026003 | UG90018618 | 2025-02-04 | 2 Years | 2025-02-04 | 2027-02-03 | Half-Yearly
957 | TEEPHAM MEDICAL SDN BHD (19/2/2025) | BA | BEMS | 13461 | Scales, Patient, Floor |  |  | 1000000 1495597 | GA5532319-35702 | 23/10/2029 | SECA 770 | SECA | WARD 8 | 8 | WARD 8 | 3900 | 2024 | PCS 15997 | 2024-12-12 | DO2501-0881 | TP25/01/1424 | 2025-02-19 | 2 Years | 19/2/2025 | 18/2/2027 | Yearly
958 | TEEPHAM MEDICAL SDN BHD | BA | BEMS | 13461 | Scales, Patient, Floor |  |  | 1000000 1495596 | GA5532319-35702 | 23/10/2029 | SECA 770 | SECA | WARD 9 | 9 | WARD 9 | 3900 | 2024 | PCS 15998 | 2024-12-12 | DO2501-0883 | TP25/01/1425 | 2025-02-19 | 2 Years | 19/2/2025 | 18/2/2027 | Yearly
959 | TEEPHAM MEDICAL SDN BHD (19/2/2025) | BA | BEMS | 13462 | Scales, Infant |  |  | 1000000 1171610 | GMD6940388217A | 2027-06-01 | SECA 334 | SECA | WARD 8 | 8 | WARD 8 | 2898 | 2024 | PCS 16041 | 19/12/2024 | DO2501-0931 | TP25/01/1214 | 2025-02-19 | 2 Years | 19/2/2025 | 18/2/2027 | Yearly
960 | ZUELLIG PHARMA SDN BHD, FRESENIUS KABI MALAYSIA | BA | BEMS | 13215 | Infusion Pumps, General-Purpose |  |  | 81344161 | GC1723220-42588 | 2025-04-16 | INFUSIA VP7S | FRESENIUS KABI | WARD 9 | 9 | Equipment room | 2900 | 2024 | PCS 15559 | 2024-11-16 | 1107074151 | 1107074151 | 2025-02-27 | 2 Years | 2025-02-27 | 2027-02-26 | Yearly
961 | ZUELLIG PHARMA SDN BHD, FRESENIUS KABI MALAYSIA | BA | BEMS | 13215 | Infusion Pumps, General-Purpose |  |  | 81344159 | GC1723220-42588 | 2025-04-16 | INFUSIA VP7S | FRESENIUS KABI | WARD 9 | 9 | Equipment room | 2900 | 2024 | PCS 15559 | 2024-11-16 | 1107074151 | 1107074151 | 2025-02-27 | 2 Years | 2025-02-27 | 2027-02-26 | Yearly
962 | ZUELLIG PHARMA SDN BHD, FRESENIUS KABI MALAYSIA | BA | BEMS | 13215 | Infusion Pumps, General-Purpose |  |  | 81344146 | GC1723220-42588 | 2025-04-16 | INFUSIA VP7S | FRESENIUS KABI | WARD 9 | 9 | Equipment room | 2900 | 2024 | PCS 15559 | 2024-11-16 | 1107074151 | 1107074151 | 2025-02-27 | 2 Years | 2025-02-27 | 2027-02-26 | Yearly
963 | ZUELLIG PHARMA SDN BHD, FRESENIUS KABI MALAYSIA | BA | BEMS | 13215 | Infusion Pumps, General-Purpose |  |  | 81344158 | GC1723220-42588 | 2025-04-16 | INFUSIA VP7S | FRESENIUS KABI | WARD 9 | 9 | Equipment room | 2900 | 2024 | PCS 15559 | 2024-11-16 | 1107074151 | 1107074151 | 2025-02-27 | 2 Years | 2025-02-27 | 2027-02-26 | Yearly
964 | ZUELLIG PHARMA SDN BHD, FRESENIUS KABI MALAYSIA | BA | BEMS | 13215 | Infusion Pumps, General-Purpose |  |  | 81344152 | GC1723220-42588 | 2025-04-16 | INFUSIA VP7S | FRESENIUS KABI | WARD 9 | 9 | Equipment room | 2900 | 2024 | PCS 15559 | 2024-11-16 | 1107074151 | 1107074151 | 2025-02-27 | 2 Years | 2025-02-27 | 2027-02-26 | Yearly
965 | ZUELLIG PHARMA SDN BHD, FRESENIUS KABI MALAYSIA | BA | BEMS | 13215 | Infusion Pumps, General-Purpose |  |  | 81344160 | GC1723220-42588 | 2025-04-16 | INFUSIA VP7S | FRESENIUS KABI | WARD 9 | 9 | Equipment room | 2900 | 2024 | PCS 15559 | 2024-11-16 | 1107074151 | 1107074151 | 2025-02-27 | 2 Years | 2025-02-27 | 2027-02-26 | Yearly
966 | ZUELLIG PHARMA SDN BHD, FRESENIUS KABI MALAYSIA | BA | BEMS | 13215 | Infusion Pumps, General-Purpose |  |  | 81344147 | GC1723220-42588 | 2025-04-16 | INFUSIA VP7S | FRESENIUS KABI | WARD 9 | 9 | Equipment room | 2900 | 2024 | PCS 15559 | 2024-11-16 | 1107074151 | 1107074151 | 2025-02-27 | 2 Years | 2025-02-27 | 2027-02-26 | Yearly
967 | ZUELLIG PHARMA SDN BHD, FRESENIUS KABI MALAYSIA | BA | BEMS | 13215 | Infusion Pumps, General-Purpose |  |  | 81344155 | GC1723220-42588 | 2025-04-16 | INFUSIA VP7S | FRESENIUS KABI | WARD 9 | 9 | Equipment room | 2900 | 2024 | PCS 15559 | 2024-11-16 | 1107074151 | 1107074151 | 2025-02-27 | 2 Years | 2025-02-27 | 2027-02-26 | Yearly
968 | ZUELLIG PHARMA SDN BHD, FRESENIUS KABI MALAYSIA | BA | BEMS | 13215 | Infusion Pumps, General-Purpose |  |  | 81344168 | GC1723220-42588 | 2025-04-16 | INFUSIA VP7S | FRESENIUS KABI | WARD 8 | 8 | Equipment room | 2900 | 2024 | PCS 15560 | 2024-11-16 | 1107074076 | 1107074076 | 2025-02-27 | 2 Years | 2025-02-27 | 2027-02-26 | Yearly
969 | ZUELLIG PHARMA SDN BHD, FRESENIUS KABI MALAYSIA | BA | BEMS | 13215 | Infusion Pumps, General-Purpose |  |  | 81344169 | GC1723220-42588 | 2025-04-16 | INFUSIA VP7S | FRESENIUS KABI | WARD 8 | 8 | Equipment room | 2900 | 2024 | PCS 15560 | 2024-11-16 | 1107074076 | 1107074076 | 2025-02-27 | 2 Years | 2025-02-27 | 2027-02-26 | Yearly
970 | ZUELLIG PHARMA SDN BHD, FRESENIUS KABI MALAYSIA | BA | BEMS | 13215 | Infusion Pumps, General-Purpose |  |  | 81344166 | GC1723220-42588 | 2025-04-16 | INFUSIA VP7S | FRESENIUS KABI | WARD 8 | 8 | Equipment room | 2900 | 2024 | PCS 15560 | 2024-11-16 | 1107074076 | 1107074076 | 2025-02-27 | 2 Years | 2025-02-27 | 2027-02-26 | Yearly
971 | ZUELLIG PHARMA SDN BHD, FRESENIUS KABI MALAYSIA | BA | BEMS | 13215 | Infusion Pumps, General-Purpose |  |  | 81344150 | GC1723220-42588 | 2025-04-16 | INFUSIA VP7S | FRESENIUS KABI | WARD 8 | 8 | Equipment room | 2900 | 2024 | PCS 15560 | 2024-11-16 | 1107074076 | 1107074076 | 2025-02-27 | 2 Years | 2025-02-27 | 2027-02-26 | Yearly
972 | ZUELLIG PHARMA SDN BHD, FRESENIUS KABI MALAYSIA | BA | BEMS | 13215 | Infusion Pumps, General-Purpose |  |  | 81344170 | GC1723220-42588 | 2025-04-16 | INFUSIA VP7S | FRESENIUS KABI | WARD 8 | 8 | Equipment room | 2900 | 2024 | PCS 15560 | 2024-11-16 | 1107074076 | 1107074076 | 2025-02-27 | 2 Years | 2025-02-27 | 2027-02-26 | Yearly
973 | ZUELLIG PHARMA SDN BHD, FRESENIUS KABI MALAYSIA | BA | BEMS | 13215 | Infusion Pumps, General-Purpose |  |  | 81344154 | GC1723220-42588 | 2025-04-16 | INFUSIA VP7S | FRESENIUS KABI | WARD 8 | 8 | Equipment room | 2900 | 2024 | PCS 15560 | 2024-11-16 | 1107074076 | 1107074076 | 2025-02-27 | 2 Years | 2025-02-27 | 2027-02-26 | Yearly
974 | ZUELLIG PHARMA SDN BHD, FRESENIUS KABI MALAYSIA | BA | BEMS | 13215 | Infusion Pumps, General-Purpose |  |  | 81344175 | GC1723220-42588 | 2025-04-16 | INFUSIA VP7S | FRESENIUS KABI | WARD 8 | 8 | Equipment room | 2900 | 2024 | PCS 15560 | 2024-11-16 | 1107074076 | 1107074076 | 2025-02-27 | 2 Years | 2025-02-27 | 2027-02-26 | Yearly
975 | FRESENIUS KABI MALAYSIA SDN BHD (27/2/2025) | BA | BEMS | 13217 | Infusion Pumps, Syringe |  |  | 25594397 |  |  | AGILIA SP MY | FRESENIUS KABI | WARD 9 | 9 | Equipment room | 3500 | 2024 | PCS 15550 |  |  |  | 2025-02-27 | 2 Years | 2025-02-27 | 2027-02-26 | Yearly
976 | FRESENIUS KABI MALAYSIA SDN BHD (27/2/2025) | BA | BEMS | 13217 | Infusion Pumps, Syringe |  |  | 25594416 |  |  | AGILIA SP MY | FRESENIUS KABI | WARD 9 | 9 | Equipment room | 3500 | 2024 | PCS 15550 |  |  |  | 2025-02-27 | 2 Years | 2025-02-27 | 2027-02-26 | Yearly
977 | FRESENIUS KABI MALAYSIA SDN BHD (27/2/2025) | BA | BEMS | 13217 | Infusion Pumps, Syringe |  |  | 25594429 |  |  | AGILIA SP MY | FRESENIUS KABI | WARD 9 | 9 | Equipment room | 3500 | 2024 | PCS 15550 |  |  |  | 2025-02-27 | 2 Years | 2025-02-27 | 2027-02-26 | Yearly
978 | FRESENIUS KABI MALAYSIA SDN BHD (27/2/2025) | BA | BEMS | 13217 | Infusion Pumps, Syringe |  |  | 25594433 |  |  | AGILIA SP MY | FRESENIUS KABI | WARD 9 | 9 | Equipment room | 3500 | 2024 | PCS 15550 |  |  |  | 2025-02-27 | 2 Years | 2025-02-27 | 2027-02-26 | Yearly
979 | FRESENIUS KABI MALAYSIA SDN BHD (27/2/2025) | BA | BEMS | 13217 | Infusion Pumps, Syringe |  |  | 25625121 |  |  | AGILIA SP MY | FRESENIUS KABI | WARD 9 | 9 | Equipment room | 3500 | 2024 | PCS 15550 |  |  |  | 2025-02-27 | 2 Years | 2025-02-27 | 2027-02-26 | Yearly
980 | FRESENIUS KABI MALAYSIA SDN BHD (27/2/2025) | BA | BEMS | 13217 | Infusion Pumps, Syringe |  |  | 25594402 |  |  | AGILIA SP MY | FRESENIUS KABI | WARD 8 | 8 | Equipment room | 3500 | 2024 | PCS 15551 | 2024-11-14 |  |  | 2025-02-27 | 2 Years | 2025-02-27 | 2027-02-26 | Yearly
981 | FRESENIUS KABI MALAYSIA SDN BHD (27/2/2025) | BA | BEMS | 13217 | Infusion Pumps, Syringe |  |  | 25594414 |  |  | AGILIA SP MY | FRESENIUS KABI | WARD 8 | 8 | Equipment room | 3500 | 2024 | PCS 15551 | 2024-11-14 |  |  | 2025-02-27 | 2 Years | 2025-02-27 | 2027-02-26 | Yearly
982 | FRESENIUS KABI MALAYSIA SDN BHD (27/2/2025) | BA | BEMS | 13217 | Infusion Pumps, Syringe |  |  | 25594418 |  |  | AGILIA SP MY | FRESENIUS KABI | WARD 8 | 8 | Equipment room | 3500 | 2024 | PCS 15551 | 2024-11-14 |  |  | 2025-02-27 | 2 Years | 2025-02-27 | 2027-02-26 | Yearly
983 | FRESENIUS KABI MALAYSIA SDN BHD (27/2/2025) | BA | BEMS | 13217 | Infusion Pumps, Syringe |  |  | 25594422 |  |  | AGILIA SP MY | FRESENIUS KABI | WARD 8 | 8 | Equipment room | 3500 | 2024 | PCS 15551 | 2024-11-14 |  |  | 2025-02-27 | 2 Years | 2025-02-27 | 2027-02-26 | Yearly
984 | FRESENIUS KABI MALAYSIA SDN BHD (27/2/2025) | BA | BEMS | 13217 | Infusion Pumps, Syringe |  |  | 25594439 |  |  | AGILIA SP MY | FRESENIUS KABI | WARD 8 | 8 | Equipment room | 3500 | 2024 | PCS 15551 | 2024-11-14 |  |  | 2025-02-27 | 2 Years | 2025-02-27 | 2027-02-26 | Yearly
985 | FRESENIUS KABI MALAYSIA SDN BHD (27/2/2025) | BA | BEMS | 13217 | Infusion Pumps, Syringe |  |  | 25594443 |  |  | AGILIA SP MY | FRESENIUS KABI | WARD 8 | 8 | Equipment room | 3500 | 2024 | PCS 15551 | 2024-11-14 |  |  | 2025-02-27 | 2 Years | 2025-02-27 | 2027-02-26 | Yearly
986 | FRESENIUS KABI MALAYSIA SDN BHD (27/2/2025) | BA | BEMS | 13217 | Infusion Pumps, Syringe |  |  | 25594388 |  |  | AGILIA SP MY | FRESENIUS KABI | WARD 8 | 8 | Equipment room | 3500 | 2024 | PCS 15551 | 2024-11-14 |  |  | 2025-02-27 | 2 Years | 2025-02-27 | 2027-02-26 | Yearly
987 | FRESENIUS KABI MALAYSIA SDN BHD (27/2/2025) | BA | BEMS | 13217 | Infusion Pumps, Syringe |  |  | 25594400 |  |  | AGILIA SP MY | FRESENIUS KABI | WARD 8 | 8 | Equipment room | 3500 | 2024 | PCS 15551 | 2024-11-14 |  |  | 2025-02-27 | 2 Years | 2025-02-27 | 2027-02-26 | Yearly
988 | FRESENIUS KABI MALAYSIA SDN BHD (27/2/2025) | BA | BEMS | 13217 | Infusion Pumps, Syringe |  |  | 25594430 |  |  | AGILIA SP MY | FRESENIUS KABI | WARD 8 | 8 | Equipment room | 3500 | 2024 | PCS 15551 | 2024-11-14 |  |  | 2025-02-27 | 2 Years | 2025-02-27 | 2027-02-26 | Yearly
989 | FRESENIUS KABI MALAYSIA SDN BHD (27/2/2025) | BA | BEMS | 13217 | Infusion Pumps, Syringe |  |  | 25594446 |  |  | AGILIA SP MY | FRESENIUS KABI | WARD 8 | 8 | Equipment room | 3500 | 2024 | PCS 15551 | 2024-11-14 |  |  | 2025-02-27 | 2 Years | 2025-02-27 | 2027-02-26 | Yearly
992 | VITALTECH SDN BHD | BA | BEMS | 10846 | Circulatory Assist Units, Intra-Aortic Balloon |  |  | (21)CB407590L4 | GC2992923-137663 | 27/06/2028 | Cardiosave Hybrid | Maquet / Datascope | CATH LAB | 5 | Procedure Room | 525000 | 2024 | PCS 15740 | 2024-02-12 | 0000 9222 | 0000 9222 | 2025-03-07 | 2 Years | 2025-03-07 | 2027-03-06 | Half-Yearly
993 | SCHMIDT BIOMEDTECH SDN BHD | BA | BEMS | 12276 | Lights, Examination |  |  | 25-01370 | GA8769824-161584 | 2029-02-04 | Mach LED 115 Mobile | Dr. Mach | WARD 8 | 8 | Treatment Room | 5900 | 2025 | PCS 16183 | 2025-01-01 | M17-50013200 | M17-S125003184 | 2025-03-07 | 2 Years | 2025-03-07 | 2027-03-06 | Yearly
994 | SCHMIDT BIOMEDTECH SDN BHD | BA | BEMS | 12276 | Lights, Examination |  |  | 25-01375 | GA8769824-161584 | 2029-02-04 | Mach LED 115 Mobile | Dr. Mach | WARD 9 | 9 | Treatment Room | 5900 | 2025 | PCS 16183 | 2025-01-01 | M17-50013200 | M17-S125003184 | 2025-03-07 | 2 Years | 2025-03-07 | 2027-03-06 | Yearly
1018 | SCHMIDT BIOMEDTECH SDN BHD | BA | BEMS | 25209 | Monitors, Physiologic, Vital Signs |  |  | AS5-52016303 | GC8579521-65166 | 2026-06-13 | VS 8 | Mindray | WARD 8 | 8 | Equipment Room | 8500 | 2024 | PCS 15661 | 27/11/2024 | 50014988 | M13-S125004971 | 2025-04-11 | 2 Years | 2025-04-11 | 2027-04-11 | Half yearly
1019 | SCHMIDT BIOMEDTECH SDN BHD | BA | BEMS | 25209 | Monitors, Physiologic, Vital Signs |  |  | AS5-52016304 | GC8579521-65166 | 2026-06-13 | VS 8 | Mindray | WARD 8 | 8 | Equipment Room | 8500 | 2024 | PCS 15661 | 27/11/2024 | 50014988 | M13-S125004971 | 2025-04-11 | 2 Years | 2025-04-11 | 2027-04-11 | Half yearly
1020 | SCHMIDT BIOMEDTECH SDN BHD | BA | BEMS | 25209 | Monitors, Physiologic, Vital Signs |  |  | AS5-52016305 | GC8579521-65166 | 2026-06-13 | VS 8 | Mindray | WARD 8 | 8 | Equipment Room | 8500 | 2024 | PCS 15661 | 27/11/2024 | 50014988 | M13-S125004971 | 2025-04-11 | 2 Years | 2025-04-11 | 2027-04-11 | Half yearly
1021 | SCHMIDT BIOMEDTECH SDN BHD | BA | BEMS | 25209 | Monitors, Physiologic, Vital Signs |  |  | AS5-52016306 | GC8579521-65166 | 2026-06-13 | VS 8 | Mindray | WARD 8 | 8 | Equipment Room | 8500 | 2024 | PCS 15661 | 27/11/2024 | 50014988 | M13-S125004971 | 2025-04-11 | 2 Years | 2025-04-11 | 2027-04-11 | Half yearly
1022 | SCHMIDT BIOMEDTECH SDN BHD | BA | BEMS | 25209 | Monitors, Physiologic, Vital Signs |  |  | AS5-52016307 | GC8579521-65166 | 2026-06-13 | VS 8 | Mindray | WARD 9 | 9 | Equipment Room | 8500 | 2024 | PCS 15707 | 27/11/2024 | 50014989 | M13-S125004972 | 2025-04-11 | 2 Years | 2025-04-11 | 2027-04-11 | Half yearly
1023 | SCHMIDT BIOMEDTECH SDN BHD | BA | BEMS | 25209 | Monitors, Physiologic, Vital Signs |  |  | AS5-52016308 | GC8579521-65166 | 2026-06-13 | VS 8 | Mindray | WARD 9 | 9 | Equipment Room | 8500 | 2024 | PCS 15707 | 27/11/2024 | 50014989 | M13-S125004972 | 2025-04-11 | 2 Years | 2025-04-11 | 2027-04-11 | Half yearly
1024 | SCHMIDT BIOMEDTECH SDN BHD | BA | BEMS | 25209 | Monitors, Physiologic, Vital Signs |  |  | AS5-52016309 | GC8579521-65166 | 2026-06-13 | VS 8 | Mindray | WARD 9 | 9 | Equipment Room | 8500 | 2024 | PCS 15707 | 27/11/2024 | 50014989 | M13-S125004972 | 2025-04-11 | 2 Years | 2025-04-11 | 2027-04-11 | Half yearly
1025 | ONE HEART MEDIC SDN BHD | BA | BEMS | 16231 | Electrocardiographs, Multichannel, Interpretative |  |  | 361209-M25102410002 | GB8627323-130794 | 2028-05-07 | SE 1201 Pro | Edan | WARD 9 | 9 | Equipment Room | 14800 | 2025 | PCS 16724 | 2025-02-14 | 00404 | 00404 | 2025-04-14 | 2 Years | 2025-04-14 | 2027-04-13 | Half-yearly
1026 | RAPHA MEDICAL SDN BHD | BA | BEMS | 24097 | Monitors, Bedside, Physiologic Oximetry Tissue |  |  | MBB2500099 | GC64673492817 | 2027-12-03 | Nellcor Bedside SPO2 Monitoring | Covidien | WARD 9 | 9 | Equipment Room | 6200 | 2025 | PCS 16722 | 2025-02-14 | 37748 | IV-35662 | 2025-04-22 | 2 Years | 2025-04-22 | 2027-04-22 | Yearly
1027 | RAPHA MEDICAL SDN BHD | BA | BEMS | 24097 | Monitors, Bedside, Physiologic Oximetry Tissue |  |  | MBB2500100 | GC64673492817 | 2027-12-03 | Nellcor Bedside SPO2 Monitoring | Covidien | WARD 9 | 9 | Equipment Room | 6200 | 2025 | PCS 16722 | 2025-02-14 | 37748 | IV-35662 | 2025-04-22 | 2 Years | 2025-04-22 | 2027-04-22 | Yearly
1028 | RAPHA MEDICAL SDN BHD | BA | BEMS | 24097 | Monitors, Bedside, Physiologic Oximetry Tissue |  |  | MBB2500101 | GC64673492817 | 2027-12-03 | Nellcor Bedside SPO2 Monitoring | Covidien | WARD 8 | 8 | Equipment Room | 6200 | 2025 | PCS 16722 | 2025-02-14 | 37748 | IV-35662 | 2025-04-22 | 2 Years | 2025-04-22 | 2027-04-22 | Yearly
1029 | RAPHA MEDICAL SDN BHD | BA | BEMS | 24097 | Monitors, Bedside, Physiologic Oximetry Tissue |  |  | MBB2500102 | GC64673492817 | 2027-12-03 | Nellcor Bedside SPO2 Monitoring | Covidien | WARD 8 | 8 | Equipment Room | 6200 | 2025 | PCS 16722 | 2025-02-14 | 37748 | IV-35662 | 2025-04-22 | 2 Years | 2025-04-22 | 2027-04-22 | Yearly
1030 | RAPHA MEDICAL SDN BHD | BA | BEMS | 24097 | Monitors, Bedside, Physiologic Oximetry Tissue |  |  | MBB2500103 | GC64673492817 | 2027-12-03 | Nellcor Bedside SPO2 Monitoring | Covidien | WARD 8 | 8 | Equipment Room | 6200 | 2025 | PCS 16722 | 2025-02-14 | 37748 | IV-35662 | 2025-04-22 | 2 Years | 2025-04-22 | 2027-04-22 | Yearly
1031 | RAPHA MEDICAL SDN BHD | BA | BEMS | 24097 | Monitors, Bedside, Physiologic Oximetry Tissue |  |  | MBB2500104 | GC64673492817 | 2027-12-03 | Nellcor Bedside SPO2 Monitoring | Covidien | WARD 8 | 8 | Equipment Room | 6200 | 2025 | PCS 16722 | 2025-02-14 | 37748 | IV-35662 | 2025-04-22 | 2 Years | 2025-04-22 | 2027-04-22 | Yearly
1032 | RAPHA MEDICAL SDN BHD | BA | BEMS | 24097 | Monitors, Bedside, Physiologic Oximetry Tissue |  |  | MBB2500105 | GC64673492817 | 2027-12-03 | Nellcor Bedside SPO2 Monitoring | Covidien | WARD 8 | 8 | Equipment Room | 6200 | 2025 | PCS 16722 | 2025-02-14 | 37748 | IV-35662 | 2025-04-22 | 2 Years | 2025-04-22 | 2027-04-22 | Yearly
1035 | ZUELLIG PHARMA SDN BHD, FRESENIUS KABI MALAYSIA | BA | BEMS | 13215 | Infusion Pumps, General-Purpose |  |  | 81353952 |  |  | INFUSIA VP7S | FRESENIUS KABI | WARD 8 | 8 | Equipment room | 2900 | 2024 | PCS 15560 | 2024-11-16 | 1107708304 | 1107708304 | 2025-05-31 | 2 Years | 2025-06-04 | 2027-06-03 | Yearly
1036 | ZUELLIG PHARMA SDN BHD, FRESENIUS KABI MALAYSIA | BA | BEMS | 13215 | Infusion Pumps, General-Purpose |  |  | 81353953 |  |  | INFUSIA VP7S | FRESENIUS KABI | WARD 8 | 8 | Equipment room | 2900 | 2024 | PCS 15560 | 2024-11-16 | 1107708304 | 1107708304 | 2025-05-31 | 2 Years | 2025-06-04 | 2027-06-03 | Yearly
1037 | ZUELLIG PHARMA SDN BHD, FRESENIUS KABI MALAYSIA | BA | BEMS | 13215 | Infusion Pumps, General-Purpose |  |  | 81353954 |  |  | INFUSIA VP7S | FRESENIUS KABI | WARD 8 | 8 | Equipment room | 2900 | 2024 | PCS 15560 | 2024-11-16 | 1107708304 | 1107708304 | 2025-05-31 | 2 Years | 2025-06-04 | 2027-06-03 | Yearly
1038 | ZUELLIG PHARMA SDN BHD, FRESENIUS KABI MALAYSIA | BA | BEMS | 13215 | Infusion Pumps, General-Purpose |  |  | 81353955 |  |  | INFUSIA VP7S | FRESENIUS KABI | WARD 8 | 8 | Equipment room | 2900 | 2024 | PCS 15560 | 2024-11-16 | 1107708304 | 1107708304 | 2025-05-31 | 2 Years | 2025-06-04 | 2027-06-03 | Yearly
1039 | ZUELLIG PHARMA SDN BHD, FRESENIUS KABI MALAYSIA | BA | BEMS | 13215 | Infusion Pumps, General-Purpose |  |  | 81353961 |  |  | INFUSIA VP7S | FRESENIUS KABI | WARD 8 | 8 | Equipment room | 2900 | 2024 | PCS 15560 | 2024-11-16 | 1107708304 | 1107708304 | 2025-05-31 | 2 Years | 2025-06-04 | 2027-06-03 | Yearly
1040 | ZUELLIG PHARMA SDN BHD, FRESENIUS KABI MALAYSIA | BA | BEMS | 13215 | Infusion Pumps, General-Purpose |  |  | 81353962 |  |  | INFUSIA VP7S | FRESENIUS KABI | WARD 8 | 8 | Equipment room | 2900 | 2024 | PCS 15560 | 2024-11-16 | 1107708304 | 1107708304 | 2025-05-31 | 2 Years | 2025-06-04 | 2027-06-03 | Yearly
1041 | ZUELLIG PHARMA SDN BHD, FRESENIUS KABI MALAYSIA | BA | BEMS | 13215 | Infusion Pumps, General-Purpose |  |  | 81353963 |  |  | INFUSIA VP7S | FRESENIUS KABI | WARD 8 | 8 | Equipment room | 2900 | 2024 | PCS 15560 | 2024-11-16 | 1107708304 | 1107708304 | 2025-05-31 | 2 Years | 2025-06-04 | 2027-06-03 | Yearly
1042 | ZUELLIG PHARMA SDN BHD, FRESENIUS KABI MALAYSIA | BA | BEMS | 13215 | Infusion Pumps, General-Purpose |  |  | 81353964 |  |  | INFUSIA VP7S | FRESENIUS KABI | WARD 8 | 8 | Equipment room | 2900 | 2024 | PCS 15560 | 2024-11-16 | 1107708304 | 1107708304 | 2025-05-31 | 2 Years | 2025-06-04 | 2027-06-03 | Yearly
1043 | ZUELLIG PHARMA SDN BHD, FRESENIUS KABI MALAYSIA | BA | BEMS | 13215 | Infusion Pumps, General-Purpose |  |  | 81353951 |  |  | INFUSIA VP7S | FRESENIUS KABI | WARD 9 | 9 | Equipment room | 2900 | 2024 | PCS 15559 | 2024-11-16 | 1107794060 | 1107794060 | 2025-06-04 | 2 Years | 2025-06-04 | 2027-06-03 | Yearly
1044 | ZUELLIG PHARMA SDN BHD, FRESENIUS KABI MALAYSIA | BA | BEMS | 13215 | Infusion Pumps, General-Purpose |  |  | 81353956 |  |  | INFUSIA VP7S | FRESENIUS KABI | WARD 9 | 9 | Equipment room | 2900 | 2024 | PCS 15559 | 2024-11-16 | 1107794060 | 1107794060 | 2025-06-04 | 2 Years | 2025-06-04 | 2027-06-03 | Yearly
1045 | ZUELLIG PHARMA SDN BHD, FRESENIUS KABI MALAYSIA | BA | BEMS | 13215 | Infusion Pumps, General-Purpose |  |  | 81353957 |  |  | INFUSIA VP7S | FRESENIUS KABI | WARD 9 | 9 | Equipment room | 2900 | 2024 | PCS 15559 | 2024-11-16 | 1107794060 | 1107794060 | 2025-06-04 | 2 Years | 2025-06-04 | 2027-06-03 | Yearly
1046 | ZUELLIG PHARMA SDN BHD, FRESENIUS KABI MALAYSIA | BA | BEMS | 13215 | Infusion Pumps, General-Purpose |  |  | 81353958 |  |  | INFUSIA VP7S | FRESENIUS KABI | WARD 9 | 9 | Equipment room | 2900 | 2024 | PCS 15559 | 2024-11-16 | 1107794060 | 1107794060 | 2025-06-04 | 2 Years | 2025-06-04 | 2027-06-03 | Yearly
1047 | ZUELLIG PHARMA SDN BHD, FRESENIUS KABI MALAYSIA | BA | BEMS | 13215 | Infusion Pumps, General-Purpose |  |  | 81353959 |  |  | INFUSIA VP7S | FRESENIUS KABI | WARD 9 | 9 | Equipment room | 2900 | 2024 | PCS 15559 | 2024-11-16 | 1107794060 | 1107794060 | 2025-06-04 | 2 Years | 2025-06-04 | 2027-06-03 | Yearly
1048 | ZUELLIG PHARMA SDN BHD, FRESENIUS KABI MALAYSIA | BA | BEMS | 13215 | Infusion Pumps, General-Purpose |  |  | 81353960 |  |  | INFUSIA VP7S | FRESENIUS KABI | WARD 9 | 9 | Equipment room | 2900 | 2024 | PCS 15559 | 2024-11-16 | 1107794060 | 1107794060 | 2025-06-04 | 2 Years | 2025-06-04 | 2027-06-03 | Yearly
1049 | ZUELLIG PHARMA SDN BHD, FRESENIUS KABI MALAYSIA | BA | BEMS | 13215 | Infusion Pumps, General-Purpose |  |  | 81353965 |  |  | INFUSIA VP7S | FRESENIUS KABI | WARD 9 | 9 | Equipment room | 2900 | 2024 | PCS 15559 | 2024-11-16 | 1107794060 | 1107794060 | 2025-06-04 | 2 Years | 2025-06-04 | 2027-06-03 | Yearly
1116 | IMM HEALTHCARE SDN BHD | BA | BEMS | 17929 | Analyzers, Physiologic, Neuromuscular Function, Body Motion (Smart Balance) |  |  | S179542031W-1 | GA6136223-123949 | 2028-03-11 | BTG-4 Smart Balance | HUR | Rehab | 3 | Gymnasium | 70000 | 2025 | PCS 17447 | 2025-04-09 | DO 25002 | INV 25008 | 2025-06-17 | 2 Years | 2025-06-17 | 2027-06-17 | Yearly
1120 | TEEPHAM MEDICAL SDN BHD | BA | BEMS | 13462 | Scales, Infant (Diaper) |  |  | 8856057210127 | NA | NA | Seca 856 | Seca | WARD 8 | 8 | Equipment room | 1100 | 2025 | PCS 15997 | 2024-12-12 | DO2506-2211 | TP2510612128 | 2025-06-25 | 2 Years | 2025-06-25 | 2027-06-24 | Yearly
1132 | IHB HEALTHCARE SDN BHD | BA | BEMS | 25473 | Vein Finders, Infrared light |  |  | ESO83027 | GA10967824-190086 | 2029-11-24 | QV-600 | QualMedi | WARD 8 | 8 | Equipment room | 10900 | 2025 | PCS 18666 | 2025-07-02 | 25070673 | INV25070673 | 2025-07-17 | 3 Years | 2025-07-17 | 2028-07-17 | Yearly
1134 | FISHER SCIENTIFIC (22/8/2025) | BA | BEMS | 10780 | Centrifuges, Tabletop |  |  | 43268942 |  |  | Thermo Scientific Medifuge | Thermo Scientific | OPD | 4 | Clinic Dr. Ahmad | 9345 | 2025 | PCS 16725 | 2025-02-14 | 0811044234 | 9288042454 | 2025-08-22 | 1 Year | 2025-08-22 | 2026-08-22 | Yearly
1136 |  | BE | BEMS | 16156 | SPHYGMOMANOMETERS, ANEROID |  |  | 5B1123303 |  |  | UM102 | A&D | WARD 8 | 8 | E trolley | [7 empty] | N/A | N/A | N/A | Yearly
1137 |  | BE | BEMS | 16156 | SPHYGMOMANOMETERS, ANEROID |  |  | 5B1123308 |  |  | UM102 | A&D | WARD 9 | 9 | E trolley | [7 empty] | N/A | N/A | N/A | Yearly
1138 |  | BE | BEMS | 16156 | SPHYGMOMANOMETERS, ANEROID |  |  | 5B1123302 |  |  | UM102 | A&D | WARD 9 | 9 | Equipment Room | [7 empty] | N/A | N/A | N/A | Yearly
1140 |  | BE | BEMS | 16156 | SPHYGMOMANOMETERS, ANEROID |  |  | 5B1123125 |  |  | UM102 | A&D | CATH LAB | 5 | E trolley | [7 empty] | N/A | N/A | N/A | Yearly
1142 | SCHMIDT BIOMEDTECH SDN BHD | BA | BEMS | 25209 | Monitors, Physiologic, Vital Signs |  | HEHE0102042 | FU-28033584 |  |  | VS-600 | Mindray | WARD 7 | 3 | Clinic Dr. Jeff | 5300 | 2022 | PCS 6509 |  | M13101252261 | M13101252261 | 2022-11-16 | 2 Years | 2022-11-16 | 2024-11-15 | Yearly
1143 | SCHMIDT BIOMEDTECH SDN BHD | BA | BEMS | 25209 | Monitors, Physiologic, Vital Signs |  | HEHE0102040 | FU-28033583 |  |  | VS-600 | Mindray | WARD 7 | 3 | Clinic Dr. Henry | 5300 | 2022 | PCS 6509 |  | M13101252261 | M13101252261 | 2022-11-16 | 2 Years | 2022-11-16 | 2024-11-15 | Yearly
1144 | SCHMIDT BIOMEDTECH SDN BHD | BA | BEMS | 25209 | Monitors, Physiologic, Vital Signs |  | HEHE0102039 | FU-28033585 |  |  | VS-600 | Mindray | OPD | 4 | Clinic Dr. Ezairy | 5300 | 2022 | PCS 6997 |  | M13101252260 | M13101252260 | 2022-11-16 | 2 Years | 2022-11-16 | 2024-11-15 | Yearly | 15/1/2026: Transfer from Clinic Opthal to Clinic Dr. Ezairy
1145 | SCHMIDT BIOMEDTECH SDN BHD | BA | BEMS | 25209 | Monitors, Physiologic, Vital Signs |  | HEHE0102041 | FU-28033582 |  |  | VS-600 | Mindray | WARD 7 | 7 | Ward 7 | 5300 | 2022 | PCS 6509 |  | M13101252261 | M13101252261 | 2022-11-16 | 2 Years | 2022-11-16 | 2024-11-15 | Yearly
1163 | PRIMARY PRIORITY TECHNOLOGY SDN BHD | BA | BEMS | 12276 | WALL MOUNTED EXAMINATION LIGHT |  |  | S2G25K0003 |  |  | S200 | LUVIS | OPD | 4 | CLINIC DR. AHMAD | 11800 | 2025 | PCS 19022 | 2025-07-24 | DO-2510-137 | INV-2510-137 | 2025-10-07 | 2 Years | 2025-10-07 | 2027-10-07 | Yearly
1172 | TEEPHAM MEDICAL SDN BHD | BA | BEMS | 13461 | Scales, Patient, Floor |  |  | 10000001536811 |  |  | 777 | Seca | OPD | 4 | Opthal Clinic | 3900 | 2025 | PCS 20164 | 2025-10-02 | DO2510-0608 | TP25/10/3120 | 2025-12-19 | 2 Years | 2025-12-19 | 2027-12-18 | Yearly
1173 | SCHMIDT BIOMEDTECH SDN BHD | BA | BEMS | 25209 | VITAL SIGN MONITOR |  |  | FU-4A041033 |  |  | VS600 | Mindray | OPD | 4 | Opthal Clinic | 4401 | 2025 | PCS 20163 | 2025-10-02 | M13-50030005 | M13-SI25019952 | 2025-12-24 | 2 Years | 2025-12-24 | 2027-12-23 | Half-Yearly
1177 | SCHMIDT BIOMEDTECH SDN BHD | BA | BEMS | 12636 | Physiologic Monitoring Systems |  |  | AC6-59077050 |  |  | EPM 12 | Mindray | WARD 6 | 6 | WARD 6 | 9234 | 2025 | 20990 | 2025-11-17 | M13-50030634 | M13-SI25020581 | 2025-12-31 | 2 Years | 2025-12-31 | 2027-12-31 | Half-Yearly
1178 | IDS MEDICAL SYSTEMS SDN BHD | BA | BEMS | 13462 | Scales, Patient, Floor |  | HEHE0102029 | 10000000798302 |  |  | Seca 334 | Seca | OPD | 4 |  | 3830 | 2022 | PCS 6999 | 2022-09-22 | DN90010349 | UG90007342 | 2022-10-03 | 2 Years | 2022-10-03 | 2024-10-02 | Yearly | Confirmkan location, jumpa dalam Asset Listing Finance dan confirmkan dengan PO
1179 | IDS MEDICAL SYSTEMS SDN BHD | BA | BEMS | 13462 | Scales, Patient, Floor |  | HEHE0102030 | 10000000798304 |  |  | Seca 334 | Seca | OPD | 4 |  | 3830 | 2022 | PCS 6999 | 2022-09-22 | DN90010349 | UG90007342 | 2022-10-03 | 2 Years | 2022-10-03 | 2024-10-02 | Yearly | Confirmkan location, jumpa dalam Asset Listing Finance dan confirmkan dengan PO
1180 |  | BA | BEMS | 17908 | Ultrasound Therapy Systems, Physical Therapy |  | HEHE0101240 | 39308 |  |  | Sonopuls 490 | Enraf-Nonius | Rehab | 3 | Electrotherapy | 9225 | 2019 | PCS 715 | 2019-07-03 |  | UG80052067 | 2019-08-26 |  |  |  |  | Confirmkan TnC cert, jumpa dalam Asset Listing Finance
1181 | SCHMIDT BIOMEDTECH SDN BHD | BA | BEMS | 25209 | Monitors, Physiologic, Vital Signs |  | HEHE0102037 | FU-2A033980 |  |  | VS-600 | Mindray | OPD | 4 |  | 5300 | 2022 | PCS 6997 |  | M13101252260 | M13101252260 | 2022-11-16 | 2 Years | 2022-11-16 | 2024-11-15 | Yearly | Confirmkan location, jumpa dalam TnC cert
1268 | TEEPHAM MEDICAL SDN BHD | BA | BEMS | 13462 | Scales, Patient, Floor |  |  | C25037120 |  |  | MS 3450 | CHARDER | OPD | 4 | Clinic Dr. Hadi | 2415 | 2026 | PCS 23131 | 18/03/2026 | DO2604-0604 | TP26/04/0502 | 2026-04-09 | 1 Year | 2026-04-09 | 2027-04-08 | Yearly
1269 | TEEPHAM MEDICAL SDN BHD | BA | BEMS | 13462 | Scales, Patient, Floor |  |  | C26004663 |  |  | MS 3450 | CHARDER | OPD | 4 | Clinic Dr. Ezainy | 2415 | 2026 | PCS 23131 | 18/03/2026 | DO2604-0604 | TP26/04/0502 | 2026-04-09 | 1 Year | 2026-04-09 | 2027-04-08 | Yearly
1270 | TEEPHAM MEDICAL SDN BHD | BA | BEMS | 13462 | Scales, Patient, Floor |  |  | C25037142 |  |  | MS 3450 | CHARDER | OPD | 6 | New Clinic | 2415 | 2026 | PCS 23144 | 18/03/2026 | DO2604-0151 | TP26/04/0086 | 2026-04-09 | 1 Year | 2026-04-09 | 2027-04-08 | Yearly
1271 | TEEPHAM MEDICAL SDN BHD | BA | BEMS | 13460 | Scales, Patient, Chair |  |  | MA12570173 |  |  | MS 5460 | CHARDER | OPD | 6 | New Clinic | 4690 | 2026 | PCS 23054 | 13/03/2026 | DO2603-3059 | TP26/03/2984 | 2026-04-09 | 1 Year | 2026-04-09 | 2027-04-08 | Yearly
1272 | ONE HEART MEDIC SDN BHD | BA | BEMS | 16231 | Electrocardiographs, Multichannel, Interpretative |  |  | 361209-M25809930006 |  |  | SE1201 Pro | Edan | Ward 6 | 6 | Treatment Room | 12000 | 2026 | PCS 23746 | 30/4/2026 | DO-00915 | IV-00915 | 2026-04-20 | 2 Year | 20/4/2026 | 20/4/2028 | Half- Yearly
1276 | GLOBAL HEALTHCARE LOGISTICS (M) SDN BHD | BA | BEMS | 13215 | Infusion Pumps, General-Purpose |  |  | 81384948 |  |  | Infusia VP7s | Fresenius Kabi | OPD | 6 | New Clinic | 3500 | 2026 | PCS 23142 | 18/03/2026 | DO008202 | SI008304 | 2026-04-22 | 1 Year | 22/4/2026 | 22/4/2027 | Yearly
1277 | GLOBAL HEALTHCARE LOGISTICS (M) SDN BHD | BA | BEMS | 13215 | Infusion Pumps, General-Purpose |  |  | 81384971 |  |  | Infusia VP7s | Fresenius Kabi | OPD | 6 | New Clinic | 3500 | 2026 | PCS 23142 | 18/03/2026 | DO008202 | SI008304 | 2026-04-22 | 1 Year | 22/4/2026 | 22/4/2027 | Yearly
1278 | GLOBAL HEALTHCARE LOGISTICS (M) SDN BHD | BA | BEMS | 13215 | Infusion Pumps, General-Purpose |  |  | 81384979 |  |  | Infusia VP7s | Fresenius Kabi | OPD | 6 | New Clinic | 3500 | 2026 | PCS 23142 | 18/03/2026 | DO008202 | SI008304 | 2026-04-22 | 1 Year | 22/4/2026 | 22/4/2027 | Yearly
1279 | WELLMEDIC HEALTHCARE SDN BHD | BA | BEMS | 17663 | Endoscopy Camera System Gastroscope |  |  | RG402K209 |  |  | EG-760R | Fujifilm | Endoscopy | 3 | Scope Room 1 | 118675 | 2026 | PCS 23839 | 23/04/2026 | DO-03338 | IV-03338 | 2026-04-28 | 1 Year | 28/4/2026 | 28/4/2027 | Yearly
1280 | WELLMEDIC HEALTHCARE SDN BHD | BA | BEMS | 17665 | Endoscopy Camera System Colonoscope |  |  | MC729K513 |  |  | EC-760R-V/L | Fujifilm | Endoscopy | 3 | Scope Room 1 | 130150 | 2026 | PCS 23839 | 23/04/2026 | DO-03338 | IV-03338 | 2026-04-28 | 1 Year | 28/4/2026 | 28/4/2027 | Yearly
1281 | INTERSCIENCE SDN BHD | BA | BEMS | 13461 | Scales, Patient, Floor |  |  | 1000001831140 |  |  | 777 | Seca | OPD | 6 | New Clinic | 3150 | 2026 | PCS 23053 | 13/03/2026 | MISCM2604SIN00609 | MISCM2604SIN00609 | 2026-05-07 | 2 Years | 2026-05-07 | 2028-05-07 | Yearly
1282 | MKS MEDIC SDN BHD | BA | BEMS | 14308 | Uroflowmeters |  |  | UCIU5-30030565 | GB6223524-157211 | 27/12/2028 | Urocap IV | Laborie Medical | OPD | 4 | Clinic Dr. Hadi | 38000 | 2026 | PCS 23931 | 2026-04-27 | 000171518-A | 000171518-A | 2026-05-19 | 2 Years | 2026-05-19 | 2028-05-19 | Yearly
1286 | HUMEDICAL (M) SDN BHD | BA | BEMS | 17954 | Microdebrider |  |  | NTC81761 |  |  | EC300 | Medtronic | OT | 5 | Equipment Bay | 150000 | 2026 | PCS 23878 | 28/7/2026 | 179091 | 179091 | 28/5/2026 | 1 YEARS | 28/5/2026 | 28/5/2027 | Half-yearly | High Speed Drill Midas Rex MR8 EM800 (Handpiece set) [SN25L0167] |  | Confirmkan warranty dengan Ms. Hui
1287 | OTICON MALAYSIA SDN BHD | BA | BEMS | 10229 | Audiometric Booths |  | HEHE0102051 | IAB/22/157 |  |  | NA | ISTIQ | AUDIOLOGY |  | Audiology | 20000 | 2022 | PCS 6241 |  |  | CORP62085 | 2022-09-05 |  |  |  | Yearly
1288 | T&C CAST CUTTER DR. EZAINY | BA | BEMS | 16340 | Cast Cutters, Electric |  |  | 25/441528 & 25/472460 | GA4439423-128609 | 2028-04-17 | CC7 | De-Soutter | OPD | 4 | Clinic Dr. Ezainy | 24000 | 2026 | PCS 24772 | 2026-06-02 | NS/INV/0033/2025 | NS/INV/0033/2025 | 2026-06-11 | 2 YEARS | 2026-06-11 | 2028-06-10 | YEARLY
1291 | T&C ECG MACHINE OPD | BA | BEMS | 16231 | Electrocardiographs, Multichannel, Interpretative |  |  | 361209-M25809930003 | GB8627323-130794 | 2028-05-07 | SE 1201 Pro | EDAN | OPD | 6 | Procedure Room | 12000 | 2026 | 24439 | 2026-05-19 | DO 01011 | IN 01011 | 2026-06-22 | 2 YEARS | 2026-06-22 | 2028-06-22 | Half-Yearly
1292 | T&C INFUSION PUMP WARD 8 | BA | BEMS | 13215 | Infusion Pumps, General-Purpose |  |  | 81429707 | GC1723220-42588 | 2030-04-16 | VP7S | Fresenius Kabi | WARD 8 | 8 | Equipment Room | 3300 | 2026 | PCS 23226 | 2026-03-27 | DO 008405 | SI 008560 | 2026-06-23 | 1 YEAR | 2026-06-23 | 2027-06-23 | Yearly
1293 | T&C INFUSION PUMP WARD 8 | BA | BEMS | 13215 | Infusion Pumps, General-Purpose |  |  | 81429710 | GC1723220-42588 | 2030-04-16 | VP7S | Fresenius Kabi | WARD 8 | 8 | Equipment Room | 3300 | 2026 | PCS 23226 | 2026-03-27 | DO 008405 | SI 008560 | 2026-06-23 | 1 YEAR | 2026-06-23 | 2027-06-23 | Yearly
1294 | T&C INFUSION PUMP WARD 8 | BA | BEMS | 13215 | Infusion Pumps, General-Purpose |  |  | 81429711 | GC1723220-42588 | 2030-04-16 | VP7S | Fresenius Kabi | WARD 8 | 8 | Equipment Room | 3300 | 2026 | PCS 23226 | 2026-03-27 | DO 008405 | SI 008560 | 2026-06-23 | 1 YEAR | 2026-06-23 | 2027-06-23 | Yearly
1295 | T&C INFUSION PUMP WARD 8 | BA | BEMS | 13215 | Infusion Pumps, General-Purpose |  |  | 81429716 | GC1723220-42588 | 2030-04-16 | VP7S | Fresenius Kabi | WARD 8 | 8 | Equipment Room | 3300 | 2026 | PCS 23226 | 2026-03-27 | DO 008405 | SI 008560 | 2026-06-23 | 1 YEAR | 2026-06-23 | 2027-06-23 | Yearly
1296 | T&C INFUSION PUMP WARD 8 | BA | BEMS | 13215 | Infusion Pumps, General-Purpose |  |  | 81429717 | GC1723220-42588 | 2030-04-16 | VP7S | Fresenius Kabi | WARD 8 | 8 | Equipment Room | 3300 | 2026 | PCS 23226 | 2026-03-27 | DO 008405 | SI 008560 | 2026-06-23 | 1 YEAR | 2026-06-23 | 2027-06-23 | Yearly
1297 | T&C INFUSION PUMP WARD 8 | BA | BEMS | 13215 | Infusion Pumps, General-Purpose |  |  | 81429719 | GC1723220-42588 | 2030-04-16 | VP7S | Fresenius Kabi | WARD 8 | 8 | Equipment Room | 3300 | 2026 | PCS 23226 | 2026-03-27 | DO 008405 | SI 008560 | 2026-06-23 | 1 YEAR | 2026-06-23 | 2027-06-23 | Yearly
1298 | T&C INFUSION PUMP WARD 8 | BA | BEMS | 13215 | Infusion Pumps, General-Purpose |  |  | 81429724 | GC1723220-42588 | 2030-04-16 | VP7S | Fresenius Kabi | WARD 8 | 8 | Equipment Room | 3300 | 2026 | PCS 23226 | 2026-03-27 | DO 008405 | SI 008560 | 2026-06-23 | 1 YEAR | 2026-06-23 | 2027-06-23 | Yearly
1299 | T&C INFUSION PUMP WARD 8 | BA | BEMS | 13215 | Infusion Pumps, General-Purpose |  |  | 81429728 | GC1723220-42588 | 2030-04-16 | VP7S | Fresenius Kabi | WARD 8 | 8 | Equipment Room | 3300 | 2026 | PCS 23226 | 2026-03-27 | DO 008405 | SI 008560 | 2026-06-23 | 1 YEAR | 2026-06-23 | 2027-06-23 | Yearly
1300 | LAC MEDICAL SUPPLIES SDN BHD. | BA | BEMS | 15976 | Scanning Systems, Ultrasonic, General Purpose |  |  | S4BYM3HL50000 | GB2572122-95534 | 19/6/2027 | V8 | SAMSUNG | DIS | 1 | DIS | 430000 | 2026 | PCS 24517 | 21/5/2026 | 1010744 | ARI 1009685 | 2026-07-02 | 2 YEARS | 2022-09-12 | 2024-09-11 | Half-Yearly
EQUIPMENT ASSET MASTER LIST

## Sheet1
No | Asset No. | SUPPLIER | Asset Type | BEMS/ FEMS | Code Asset | EQUIPMENT | Finance No. | SERIAL NO | Block Building | MDA Cert No | MDA due date | MODEL | MANUFACTURER | SERVICES | Floor level | LOCATION | PURCHASE PRICE (RM) | YEAR PURCHASE (Refer PO) | PO NUMBER | PO DATE | DO NO | INVOICE | T&C Date | WARRANTY | WARRANTY START | WARRANTY END | PPM Frequency
413 | H30B200092 | MEDILIFE | BA | BEMS | 12293 | Laryngoscope (Adult) | HEHE0101676 |  | HOTCORE |  |  |  |  | LABOUR ROOM | L07 | L07-LR-LR1 | 3788 | 2021-01-01 | PCS 3517 |  |  | INV/0421/04102 | 2021-04-23
414 | H30B200093 | MEDILIFE | BA | BEMS | 12293 | Laryngoscope (Adult) | HEHE0101677 |  | HOTCORE |  |  |  |  | LABOUR ROOM | L07 | L07-LR-LR1 | 3788 | 2021-01-01 | PCS 3517 |  |  | INV/0421/04102 | 2021-04-23
428 | H30B200094 | UMEDIC HEALTHCARE SDN BHD | BA | BEMS | 13320 | Oxygen Regulator | HEHE0101644 | 200700034 | HOTCORE |  |  |  |  | LABOUR ROOM | L07 | L07-LR-LR1 | 600 | 2021-01-01
429 | H30B200095 | UMEDIC HEALTHCARE SDN BHD | BA | BEMS | 13320 | Oxygen Regulator | HEHE0101645 | 20200700150 | HOTCORE |  |  |  |  | LABOUR ROOM | L07 | L07-LR-LR1 | 600 | 2021-01-01
470 | H30B200096 | UMEDIC HEALTHCARE SDN BHD | BA | BEMS | 13320 | Oxygen Regulator | HEHE0101646 | 2020070017 | HOTCORE |  |  |  |  | NURSERY | L07 | L07-NURSERY | 600 | 2021-01-01 |  |  |  | UWC2105016 | 2021-05-04
545 | H30B200097 | MEDILIFE | BA | BEMS | 12293 | Laryngoscope- adult | HEHE0101678 |  | FINGER |  |  |  |  | WARD 7 | L07 | - | 3788 | 2021-01-01 | PCS 3517 |  |  | INV/0421/04102 | 2021-04-23
546 | H30B200098 | MEDILIFE | BA | BEMS | 12293 | Laryngoscope, noenate | HEHE0101674 |  | FINGER |  |  |  |  | WARD 7 | L07 | - | 3818 | 2021-01-01 | PCS 3517 |  |  | INV/0421/04102 | 2021-04-23
779 | H30B200099 | OLYMPUS (M) SDN BHD | BA | BEMS | 12343 | Light Guide Cable |  | 237W004 | FINGER |  |  | WA03300A | OLYMPUS | OPD | L03 | Clinic Dr. Usha | 2373.1 | 2024-01-01 | PCS 13804 | 2024-07-09 | 8019903 | 9000019786 | 2024-07-22 | 1 YEARS | 2024-07-22 | 2025-07-21
882 | H30B200100 | MEDI-LIFE (M) SDN BHD | BA | BEMS | 12293 | LED LARYNGOSCOPE |  | 1109368646 | HOTCORE |  |  | Stand.FO.LED | Heine | CATH LAB | L05 | CATH LAB | 4892 | 2024-01-01 | PCS 14414 | 2024-08-24 |  |  | 2024-12-19 | 5 YEARS | 2024-12-19 | 2029-12-18
891 | H30B200101 | VENUSYS MEDICAL SDN BHD | BA | BEMS | 17660 | DERMAPEN EPN |  | 2122 E0019 2310 | FINGER |  |  |  |  | OPD | L04 | CLINIC DR AHMAD |  | 2024-01-01 | PCS 15730 (Package) | 2024-02-12 | DO19790,DO19794 | IN21828 | 2024-12-26 | 2 YEARS | 2024-12-26 | 2026-12-25 | Half-Yearly
902 | H30B200102 | WELCH ALLYN (21/1/2025) | BA | BEMS | 18595 | Ophthalmoscopes/Otoscopes |  |  | FINGER |  |  |  |  | WARD 8 | L08 | - | 1380 | 2024-01-01 | PCS 16148 | 2024-12-30 |  |  | 2025-01-21
903 | H30B200103 | WELCH ALLYN (21/1/2025) | BA | BEMS | 18595 | Ophthalmoscopes/Otoscopes |  |  | FINGER |  |  |  |  | WARD 9 | L09 | - | 1380 | 2024-01-01 | PCS 16148 | 2024-12-30 |  |  | 2025-01-21
990 | H30B200104 | MEDI-LIFE (M) SDN BHD | BA | BEMS | 12293 | Laryngoscopes, led |  | 1109389194 | FINGER | GA7475022-86803 | 2027-03-02 | Heine | Heine | WARD 9 | L09 | E trolley | 6289 | 2024-01-01 | PCS 15672 | 2024-11-27 | ESDO/0225/01048 | EINV/0225/01415 | 2025-03-04 | 5 Years | 2025-03-04 | 2030-03-03
991 | H30B200105 | MEDI-LIFE (M) SDN BHD | BA | BEMS | 12293 | Laryngoscopes, led |  | 1109615091 | FINGER | GA7475022-86803 | 2027-03-02 | Heine | Heine | WARD 8 | L08 | E trolley | 7202 | 2024-01-01 | PCS 15662 | 2024-11-27 | ESDO/0225/01050 | EINV/0225/01416 | 2025-03-04 | 5 Years | 2025-03-04 | 2030-03-03
1009 | H30B200106 | UMEDIC SDN BHD | BA | BEMS | 13325 | Regulators, Suction Low Volume (Wall) | HEHE0102605 | 70795-0001 | FINGER | GB9511520-42738 | 2030-03-19 | VACUSILL 2 LV | Hersill | WARD 8 | L08 | Equipment Store | 1000 | 2024-01-01 | PCS 15656 | 2024-11-27 | UMC 2503032 | UMC 2503032 | 2025-03-13 | 2 Years | 2025-03-12 | 2027-03-11 | Yearly
1010 | H30B200107 | UMEDIC SDN BHD | BA | BEMS | 13325 | Regulators, Suction Low Volume (Wall) | HEHE0102605 | 70795-0002 | FINGER | GB9511520-42738 | 2030-03-19 | VACUSILL 2 LV | Hersill | WARD 8 | L08 | Equipment Store | 1000 | 2024-01-01 | PCS 15656 | 2024-11-27 | UMC 2503032 | UMC 2503032 | 2025-03-13 | 2 Years | 2025-03-12 | 2027-03-11 | Yearly
1011 | H30B200108 | UMEDIC SDN BHD | BA | BEMS | 13325 | Regulators, Suction Low Volume (Wall) | HEHE0102605 | 70795-0003 | FINGER | GB9511520-42738 | 2030-03-19 | VACUSILL 2 LV | Hersill | WARD 8 | L08 | Equipment Store | 1000 | 2024-01-01 | PCS 15656 | 2024-11-27 | UMC 2503032 | UMC 2503032 | 2025-03-13 | 2 Years | 2025-03-12 | 2027-03-11 | Yearly
1012 | H30B200109 | UMEDIC SDN BHD | BA | BEMS | 13325 | Regulators, Suction Low Volume (Wall) | HEHE0102605 | 70795-0004 | FINGER | GB9511520-42738 | 2030-03-19 | VACUSILL 2 LV | Hersill | WARD 8 | L08 | Equipment Store | 1000 | 2024-01-01 | PCS 15656 | 2024-11-27 | UMC 2503032 | UMC 2503032 | 2025-03-13 | 2 Years | 2025-03-12 | 2027-03-11 | Yearly
1013 | H30B200110 | UMEDIC SDN BHD | BA | BEMS | 13325 | Regulators, Suction Low Volume (Wall) | HEHE0102605 | 70795-0005 | FINGER | GB9511520-42738 | 2030-03-19 | VACUSILL 2 LV | Hersill | WARD 8 | L08 | Equipment Store | 1000 | 2024-01-01 | PCS 15656 | 2024-11-27 | UMC 2503032 | UMC 2503032 | 2025-03-13 | 2 Years | 2025-03-12 | 2027-03-11 | Yearly
1014 | H30B200111 | UMEDIC SDN BHD | BA | BEMS | 13325 | Regulators, Suction Low Volume (Wall) | HEHE0102606 | 70794-0001 | FINGER | GB9511520-42738 | 2030-03-19 | VACUSILL 2 HV | Hersill | WARD 8 | L08 | Equipment Store | 810 | 2024-01-01 | PCS 15656 | 2024-11-27 | UMC 2503032 | UMC 2503032 | 2025-03-13 | 2 Years | 2025-03-12 | 2027-03-11 | Yearly
1015 | H30B200112 | UMEDIC SDN BHD | BA | BEMS | 13325 | Regulators, Suction Low Volume (Wall) | HEHE0102606 | 70794-0002 | FINGER | GB9511520-42738 | 2030-03-19 | VACUSILL 2 HV | Hersill | WARD 8 | L08 | Equipment Store | 810 | 2024-01-01 | PCS 15656 | 2024-11-27 | UMC 2503032 | UMC 2503032 | 2025-03-13 | 2 Years | 2025-03-12 | 2027-03-11 | Yearly
1050 | H30B200113 | ONE HEART MEDIC SDN BHD | BE | BEMS | 11748 | Flowmeters, Gas (Single) |  | 250121 | FINGER | GC8356821-60600 | 2026-04-29 | XF-A26002 | Gasmex | WARD 8 | L08 | Equipment room | 280 | 2025-01-01 | PCS 18130 | 2025-05-27 | DO-00484 | IV-00484 | 2025-06-03 | 1 Year | 2025-06-03 | 2026-06-03
1051 | H30B200114 | ONE HEART MEDIC SDN BHD | BE | BEMS | 11748 | Flowmeters, Gas (Single) |  | 250015 | FINGER | GC8356821-60600 | 2026-04-29 | XF-A26002 | Gasmex | WARD 8 | L08 | Equipment room | 280 | 2025-01-01 | PCS 18130 | 2025-05-27 | DO-00484 | IV-00484 | 2025-06-03 | 1 Year | 2025-06-03 | 2026-06-03
1052 | H30B200115 | ONE HEART MEDIC SDN BHD | BE | BEMS | 11748 | Flowmeters, Gas (Single) |  | 250026 | FINGER | GC8356821-60600 | 2026-04-29 | XF-A26002 | Gasmex | WARD 8 | L08 | Equipment room | 280 | 2025-01-01 | PCS 18130 | 2025-05-27 | DO-00484 | IV-00484 | 2025-06-03 | 1 Year | 2025-06-03 | 2026-06-03
1053 | H30B200116 | ONE HEART MEDIC SDN BHD | BE | BEMS | 11748 | Flowmeters, Gas (Single) |  | 250087 | FINGER | GC8356821-60600 | 2026-04-29 | XF-A26002 | Gasmex | WARD 8 | L08 | Equipment room | 280 | 2025-01-01 | PCS 18130 | 2025-05-27 | DO-00484 | IV-00484 | 2025-06-03 | 1 Year | 2025-06-03 | 2026-06-03
1054 | H30B200117 | ONE HEART MEDIC SDN BHD | BE | BEMS | 11748 | Flowmeters, Gas (Single) |  | 250062 | FINGER | GC8356821-60600 | 2026-04-29 | XF-A26002 | Gasmex | WARD 8 | L08 | Equipment room | 280 | 2025-01-01 | PCS 18130 | 2025-05-27 | DO-00484 | IV-00484 | 2025-06-03 | 1 Year | 2025-06-03 | 2026-06-03
1055 | H30B200118 | ONE HEART MEDIC SDN BHD | BE | BEMS | 11748 | Flowmeters, Gas (Single) |  | 250037 | FINGER | GC8356821-60600 | 2026-04-29 | XF-A26002 | Gasmex | WARD 8 | L08 | Equipment room | 280 | 2025-01-01 | PCS 18130 | 2025-05-27 | DO-00484 | IV-00484 | 2025-06-03 | 1 Year | 2025-06-03 | 2026-06-03
1056 | H30B200119 | ONE HEART MEDIC SDN BHD | BE | BEMS | 11748 | Flowmeters, Gas (Single) |  | 250063 | FINGER | GC8356821-60600 | 2026-04-29 | XF-A26002 | Gasmex | WARD 8 | L08 | Equipment room | 280 | 2025-01-01 | PCS 18130 | 2025-05-27 | DO-00484 | IV-00484 | 2025-06-03 | 1 Year | 2025-06-03 | 2026-06-03
1057 | H30B200120 | ONE HEART MEDIC SDN BHD | BE | BEMS | 11748 | Flowmeters, Gas (Single) |  | 250055 | FINGER | GC8356821-60600 | 2026-04-29 | XF-A26002 | Gasmex | WARD 8 | L08 | Equipment room | 280 | 2025-01-01 | PCS 18130 | 2025-05-27 | DO-00484 | IV-00484 | 2025-06-03 | 1 Year | 2025-06-03 | 2026-06-03
1058 | H30B200121 | ONE HEART MEDIC SDN BHD | BE | BEMS | 11748 | Flowmeters, Gas (Single) |  | 250071 | FINGER | GC8356821-60600 | 2026-04-29 | XF-A26002 | Gasmex | WARD 8 | L08 | Equipment room | 280 | 2025-01-01 | PCS 18130 | 2025-05-27 | DO-00484 | IV-00484 | 2025-06-03 | 1 Year | 2025-06-03 | 2026-06-03
1059 | H30B200122 | ONE HEART MEDIC SDN BHD | BE | BEMS | 11748 | Flowmeters, Gas (Single) |  | 250044 | FINGER | GC8356821-60600 | 2026-04-29 | XF-A26002 | Gasmex | WARD 8 | L08 | Equipment room | 280 | 2025-01-01 | PCS 18130 | 2025-05-27 | DO-00484 | IV-00484 | 2025-06-03 | 1 Year | 2025-06-03 | 2026-06-03
1060 | H30B200123 | ONE HEART MEDIC SDN BHD | BE | BEMS | 11748 | Flowmeters, Gas (Single) |  | 250002 | FINGER | GC8356821-60600 | 2026-04-29 | XF-A26002 | Gasmex | WARD 8 | L08 | Equipment room | 280 | 2025-01-01 | PCS 18130 | 2025-05-27 | DO-00484 | IV-00484 | 2025-06-03 | 1 Year | 2025-06-03 | 2026-06-03
1061 | H30B200124 | ONE HEART MEDIC SDN BHD | BE | BEMS | 11748 | Flowmeters, Gas (Single) |  | 250056 | FINGER | GC8356821-60600 | 2026-04-29 | XF-A26002 | Gasmex | WARD 8 | L08 | Equipment room | 280 | 2025-01-01 | PCS 18130 | 2025-05-27 | DO-00484 | IV-00484 | 2025-06-03 | 1 Year | 2025-06-03 | 2026-06-03
1062 | H30B200125 | ONE HEART MEDIC SDN BHD | BE | BEMS | 11748 | Flowmeters, Gas (Single) |  | 250007 | FINGER | GC8356821-60600 | 2026-04-29 | XF-A26002 | Gasmex | WARD 8 | L08 | Equipment room | 280 | 2025-01-01 | PCS 18130 | 2025-05-27 | DO-00484 | IV-00484 | 2025-06-03 | 1 Year | 2025-06-03 | 2026-06-03
1063 | H30B200126 | ONE HEART MEDIC SDN BHD | BE | BEMS | 11748 | Flowmeters, Gas (Single) |  | 250061 | FINGER | GC8356821-60600 | 2026-04-29 | XF-A26002 | Gasmex | WARD 8 | L08 | Equipment room | 280 | 2025-01-01 | PCS 18130 | 2025-05-27 | DO-00484 | IV-00484 | 2025-06-03 | 1 Year | 2025-06-03 | 2026-06-03
1064 | H30B200127 | ONE HEART MEDIC SDN BHD | BE | BEMS | 11748 | Flowmeters, Gas (Single) |  | 250033 | FINGER | GC8356821-60600 | 2026-04-29 | XF-A26002 | Gasmex | WARD 8 | L08 | Equipment room | 280 | 2025-01-01 | PCS 18130 | 2025-05-27 | DO-00484 | IV-00484 | 2025-06-03 | 1 Year | 2025-06-03 | 2026-06-03
1065 | H30B200128 | ONE HEART MEDIC SDN BHD | BE | BEMS | 11748 | Flowmeters, Gas (Single) |  | 250019 | FINGER | GC8356821-60600 | 2026-04-29 | XF-A26002 | Gasmex | WARD 8 | L08 | Equipment room | 280 | 2025-01-01 | PCS 18130 | 2025-05-27 | DO-00484 | IV-00484 | 2025-06-03 | 1 Year | 2025-06-03 | 2026-06-03
1066 | H30B200129 | ONE HEART MEDIC SDN BHD | BE | BEMS | 11748 | Flowmeters, Gas (Twin) |  | 250761, 250772 | FINGER | GC8356821-60600 | 2026-04-29 | XF-A26002D | Gasmex | WARD 8 | L08 | Equipment room | 490 | 2025-01-01 | PCS 18130 | 2025-05-27 | DO-00484 | IV-00484 | 2025-06-03 | 1 Year | 2025-06-03 | 2026-06-03
1067 | H30B200130 | ONE HEART MEDIC SDN BHD | BE | BEMS | 11748 | Flowmeters, Gas (Twin) |  | 250893, 250887 | FINGER | GC8356821-60600 | 2026-04-29 | XF-A26002D | Gasmex | WARD 8 | L08 | Equipment room | 490 | 2025-01-01 | PCS 18130 | 2025-05-27 | DO-00484 | IV-00484 | 2025-06-03 | 1 Year | 2025-06-03 | 2026-06-03
1068 | H30B200131 | ONE HEART MEDIC SDN BHD | BE | BEMS | 11748 | Flowmeters, Gas (Twin) |  | 250730, 250727 | FINGER | GC8356821-60600 | 2026-04-29 | XF-A26002D | Gasmex | WARD 8 | L08 | Equipment room | 490 | 2025-01-01 | PCS 18130 | 2025-05-27 | DO-00484 | IV-00484 | 2025-06-03 | 1 Year | 2025-06-03 | 2026-06-03
1069 | H30B200132 | ONE HEART MEDIC SDN BHD | BE | BEMS | 11748 | Flowmeters, Gas (Twin) |  | 250617, 250587 | FINGER | GC8356821-60600 | 2026-04-29 | XF-A26002D | Gasmex | WARD 8 | L08 | Equipment room | 490 | 2025-01-01 | PCS 18130 | 2025-05-27 | DO-00484 | IV-00484 | 2025-06-03 | 1 Year | 2025-06-03 | 2026-06-03
1070 | H30B200133 | ONE HEART MEDIC SDN BHD | BE | BEMS | 11748 | Flowmeters, Gas (Twin) |  | 250859, 250846 | FINGER | GC8356821-60600 | 2026-04-29 | XF-A26002D | Gasmex | WARD 8 | L08 | Equipment room | 490 | 2025-01-01 | PCS 18130 | 2025-05-27 | DO-00484 | IV-00484 | 2025-06-03 | 1 Year | 2025-06-03 | 2026-06-03
1071 | H30B200134 | ONE HEART MEDIC SDN BHD | BE | BEMS | 11748 | Flowmeters, Gas (Twin) |  | 250784, 250747 | FINGER | GC8356821-60600 | 2026-04-29 | XF-A26002D | Gasmex | WARD 8 | L08 | Equipment room | 490 | 2025-01-01 | PCS 18130 | 2025-05-27 | DO-00484 | IV-00484 | 2025-06-03 | 1 Year | 2025-06-03 | 2026-06-03
1072 | H30B200135 | ONE HEART MEDIC SDN BHD | BE | BEMS | 11748 | Flowmeters, Gas (Twin) |  | 250894, 250861 | FINGER | GC8356821-60600 | 2026-04-29 | XF-A26002D | Gasmex | WARD 8 | L08 | Equipment room | 490 | 2025-01-01 | PCS 18130 | 2025-05-27 | DO-00484 | IV-00484 | 2025-06-03 | 1 Year | 2025-06-03 | 2026-06-03
1073 | H30B200136 | ONE HEART MEDIC SDN BHD | BE | BEMS | 11748 | Flowmeters, Gas (Twin) |  | 250613, 250614 | FINGER | GC8356821-60600 | 2026-04-29 | XF-A26002D | Gasmex | WARD 8 | L08 | Equipment room | 490 | 2025-01-01 | PCS 18130 | 2025-05-27 | DO-00484 | IV-00484 | 2025-06-03 | 1 Year | 2025-06-03 | 2026-06-03
1074 | H30B200137 | ONE HEART MEDIC SDN BHD | BE | BEMS | 11748 | Flowmeters, Gas (Twin) |  | 250741, 250739 | FINGER | GC8356821-60600 | 2026-04-29 | XF-A26002D | Gasmex | WARD 8 | L08 | Equipment room | 490 | 2025-01-01 | PCS 18130 | 2025-05-27 | DO-00484 | IV-00484 | 2025-06-03 | 1 Year | 2025-06-03 | 2026-06-03
1075 | H30B200138 | ONE HEART MEDIC SDN BHD | BE | BEMS | 11748 | Flowmeters, Gas (Twin) |  | 250542, 250509 | FINGER | GC8356821-60600 | 2026-04-29 | XF-A26002 | Gasmex | WARD 8 | L08 | Equipment room | 490 | 2025-01-01 | PCS 18130 | 2025-05-27 | DO-00484 | IV-00484 | 2025-06-03 | 1 Year | 2025-06-03 | 2026-06-03
1076 | H30B200139 | ONE HEART MEDIC SDN BHD | BE | BEMS | 11748 | Flowmeters, Gas (Single) |  | 250390 | FINGER | GC8356821-60600 | 2026-04-29 | XF-A26002 | Gasmex | WARD 9 | L09 | Equipment room | 280 | 2025-01-01 | PCS 18449 | 2025-06-13 | DO-00530 | IV-00530 | 2025-06-23 | 1 Year | 2025-06-23 | 2026-06-23
1077 | H30B200140 | ONE HEART MEDIC SDN BHD | BE | BEMS | 11748 | Flowmeters, Gas (Single) |  | 250451 | FINGER | GC8356821-60600 | 2026-04-29 | XF-A26002 | Gasmex | WARD 9 | L09 | Equipment room | 280 | 2025-01-01 | PCS 18449 | 2025-06-13 | DO-00530 | IV-00530 | 2025-06-23 | 1 Year | 2025-06-23 | 2026-06-23
1078 | H30B200141 | ONE HEART MEDIC SDN BHD | BE | BEMS | 11748 | Flowmeters, Gas (Single) |  | 250457 | FINGER | GC8356821-60600 | 2026-04-29 | XF-A26002 | Gasmex | WARD 9 | L09 | Equipment room | 280 | 2025-01-01 | PCS 18449 | 2025-06-13 | DO-00530 | IV-00530 | 2025-06-23 | 1 Year | 2025-06-23 | 2026-06-23
1079 | H30B200142 | ONE HEART MEDIC SDN BHD | BE | BEMS | 11748 | Flowmeters, Gas (Single) |  | 250129 | FINGER | GC8356821-60600 | 2026-04-29 | XF-A26002 | Gasmex | WARD 9 | L09 | Equipment room | 280 | 2025-01-01 | PCS 18449 | 2025-06-13 | DO-00530 | IV-00530 | 2025-06-23 | 1 Year | 2025-06-23 | 2026-06-23
1080 | H30B200143 | ONE HEART MEDIC SDN BHD | BE | BEMS | 11748 | Flowmeters, Gas (Single) |  | 250437 | FINGER | GC8356821-60600 | 2026-04-29 | XF-A26002 | Gasmex | WARD 9 | L09 | Equipment room | 280 | 2025-01-01 | PCS 18449 | 2025-06-13 | DO-00530 | IV-00530 | 2025-06-23 | 1 Year | 2025-06-23 | 2026-06-23
1081 | H30B200144 | ONE HEART MEDIC SDN BHD | BE | BEMS | 11748 | Flowmeters, Gas (Single) |  | 250409 | FINGER | GC8356821-60600 | 2026-04-29 | XF-A26002 | Gasmex | WARD 9 | L09 | Equipment room | 280 | 2025-01-01 | PCS 18449 | 2025-06-13 | DO-00530 | IV-00530 | 2025-06-23 | 1 Year | 2025-06-23 | 2026-06-23
1082 | H30B200145 | ONE HEART MEDIC SDN BHD | BE | BEMS | 11748 | Flowmeters, Gas (Single) |  | 250422 | FINGER | GC8356821-60600 | 2026-04-29 | XF-A26002 | Gasmex | WARD 9 | L09 | Equipment room | 280 | 2025-01-01 | PCS 18449 | 2025-06-13 | DO-00530 | IV-00530 | 2025-06-23 | 1 Year | 2025-06-23 | 2026-06-23
1083 | H30B200146 | ONE HEART MEDIC SDN BHD | BE | BEMS | 11748 | Flowmeters, Gas (Single) |  | 250394 | FINGER | GC8356821-60600 | 2026-04-29 | XF-A26002 | Gasmex | WARD 9 | L09 | Equipment room | 280 | 2025-01-01 | PCS 18449 | 2025-06-13 | DO-00530 | IV-00530 | 2025-06-23 | 1 Year | 2025-06-23 | 2026-06-23
1084 | H30B200147 | ONE HEART MEDIC SDN BHD | BE | BEMS | 11748 | Flowmeters, Gas (Single) |  | 250450 | FINGER | GC8356821-60600 | 2026-04-29 | XF-A26002 | Gasmex | WARD 9 | L09 | Equipment room | 280 | 2025-01-01 | PCS 18449 | 2025-06-13 | DO-00530 | IV-00530 | 2025-06-23 | 1 Year | 2025-06-23 | 2026-06-23
1085 | H30B200148 | ONE HEART MEDIC SDN BHD | BE | BEMS | 11748 | Flowmeters, Gas (Single) |  | 250464 | FINGER | GC8356821-60600 | 2026-04-29 | XF-A26002 | Gasmex | WARD 9 | L09 | Equipment room | 280 | 2025-01-01 | PCS 18449 | 2025-06-13 | DO-00530 | IV-00530 | 2025-06-23 | 1 Year | 2025-06-23 | 2026-06-23
1086 | H30B200149 | ONE HEART MEDIC SDN BHD | BE | BEMS | 11748 | Flowmeters, Gas (Single) |  | 250459 | FINGER | GC8356821-60600 | 2026-04-29 | XF-A26002 | Gasmex | WARD 9 | L09 | Equipment room | 280 | 2025-01-01 | PCS 18449 | 2025-06-13 | DO-00530 | IV-00530 | 2025-06-23 | 1 Year | 2025-06-23 | 2026-06-23
1087 | H30B200150 | ONE HEART MEDIC SDN BHD | BE | BEMS | 11748 | Flowmeters, Gas (Single) |  | 250456 | FINGER | GC8356821-60600 | 2026-04-29 | XF-A26002 | Gasmex | WARD 9 | L09 | Equipment room | 280 | 2025-01-01 | PCS 18449 | 2025-06-13 | DO-00530 | IV-00530 | 2025-06-23 | 1 Year | 2025-06-23 | 2026-06-23
1088 | H30B200151 | ONE HEART MEDIC SDN BHD | BE | BEMS | 11748 | Flowmeters, Gas (Single) |  | 250446 | FINGER | GC8356821-60600 | 2026-04-29 | XF-A26002 | Gasmex | WARD 9 | L09 | Equipment room | 280 | 2025-01-01 | PCS 18449 | 2025-06-13 | DO-00530 | IV-00530 | 2025-06-23 | 1 Year | 2025-06-23 | 2026-06-23
1089 | H30B200152 | ONE HEART MEDIC SDN BHD | BE | BEMS | 11748 | Flowmeters, Gas (Single) |  | 250400 | FINGER | GC8356821-60600 | 2026-04-29 | XF-A26002 | Gasmex | WARD 9 | L09 | Equipment room | 280 | 2025-01-01 | PCS 18449 | 2025-06-13 | DO-00530 | IV-00530 | 2025-06-23 | 1 Year | 2025-06-23 | 2026-06-23
1090 | H30B200153 | ONE HEART MEDIC SDN BHD | BE | BEMS | 11748 | Flowmeters, Gas (Single) |  | 250498 | FINGER | GC8356821-60600 | 2026-04-29 | XF-A26002 | Gasmex | WARD 9 | L09 | Equipment room | 280 | 2025-01-01 | PCS 18449 | 2025-06-13 | DO-00530 | IV-00530 | 2025-06-23 | 1 Year | 2025-06-23 | 2026-06-23
1091 | H30B200154 | ONE HEART MEDIC SDN BHD | BE | BEMS | 11748 | Flowmeters, Gas (Twin) |  | 250697, 250722 | FINGER | GC8356821-60600 | 2026-04-29 | XF-A26002D | Gasmex | WARD 9 | L09 | Equipment room | 490 | 2025-01-01 | PCS 18449 | 2025-06-13 | DO-00530 | IV-00530 | 2025-06-23 | 1 Year | 2025-06-23 | 2026-06-23
1092 | H30B200155 | ONE HEART MEDIC SDN BHD | BE | BEMS | 11748 | Flowmeters, Gas (Twin) |  | 250886, 250895 | FINGER | GC8356821-60600 | 2026-04-29 | XF-A26002D | Gasmex | WARD 9 | L09 | Equipment room | 490 | 2025-01-01 | PCS 18449 | 2025-06-13 | DO-00530 | IV-00530 | 2025-06-23 | 1 Year | 2025-06-23 | 2026-06-23
1093 | H30B200156 | ONE HEART MEDIC SDN BHD | BE | BEMS | 11748 | Flowmeters, Gas (Twin) |  | 250857, 250865 | FINGER | GC8356821-60600 | 2026-04-29 | XF-A26002D | Gasmex | WARD 9 | L09 | Equipment room | 490 | 2025-01-01 | PCS 18449 | 2025-06-13 | DO-00530 | IV-00530 | 2025-06-23 | 1 Year | 2025-06-23 | 2026-06-23
1094 | H30B200157 | ONE HEART MEDIC SDN BHD | BE | BEMS | 11748 | Flowmeters, Gas (Twin) |  | 250728, 250766 | FINGER | GC8356821-60600 | 2026-04-29 | XF-A26002D | Gasmex | WARD 9 | L09 | Equipment room | 490 | 2025-01-01 | PCS 18449 | 2025-06-13 | DO-00530 | IV-00530 | 2025-06-23 | 1 Year | 2025-06-23 | 2026-06-23
1095 | H30B200158 | ONE HEART MEDIC SDN BHD | BE | BEMS | 11748 | Flowmeters, Gas (Twin) |  | 250678, 250684 | FINGER | GC8356821-60600 | 2026-04-29 | XF-A26002D | Gasmex | WARD 9 | L09 | Equipment room | 490 | 2025-01-01 | PCS 18449 | 2025-06-13 | DO-00530 | IV-00530 | 2025-06-23 | 1 Year | 2025-06-23 | 2026-06-23
1096 | H30B200159 | UMEDIC HEALTHCARE SDN BHD | BA | BEMS | 13325 | Regulators, Suction (Wall) | HEHE0102635 | 70794-0003 | FINGER |  |  | VACUSILL 2 HV | HERSILL | WARD 9 | L09 | Equipment Room | 810 | 2025-01-01 | PCS 15703 | 2024-11-29 | UMC2504079 | UMC2504079 | 2025-06-11 | 1 Year | 2025-06-11 | 2026-06-10 | Yearly
1097 | H30B200160 | UMEDIC HEALTHCARE SDN BHD | BA | BEMS | 13325 | Regulators, Suction (Wall) | HEHE0102635 | 70794-0004 | FINGER |  |  | VACUSILL 2 HV | HERSILL | WARD 9 | L09 | Equipment Room | 810 | 2025-01-01 | PCS 15703 | 2024-11-29 | UMC2504079 | UMC2504079 | 2025-06-11 | 1 Year | 2025-06-11 | 2026-06-10 | Yearly
1098 | H30B200161 | UMEDIC HEALTHCARE SDN BHD | BA | BEMS | 13325 | Regulators, Suction (Wall) | HEHE0102635 | 70794-0005 | FINGER |  |  | VACUSILL 2 HV | HERSILL | WARD 9 | L09 | Equipment Room | 810 | 2025-01-01 | PCS 15703 | 2024-11-29 | UMC2504079 | UMC2504079 | 2025-06-11 | 1 Year | 2025-06-11 | 2026-06-10 | Yearly
1099 | H30B200162 | UMEDIC HEALTHCARE SDN BHD | BA | BEMS | 13325 | Regulators, Suction (Wall) | HEHE0102635 | 70794-0006 | FINGER |  |  | VACUSILL 2 HV | HERSILL | WARD 9 | L09 | Equipment Room | 810 | 2025-01-01 | PCS 15703 | 2024-11-29 | UMC2504079 | UMC2504079 | 2025-06-11 | 1 Year | 2025-06-11 | 2026-06-10 | Yearly
1100 | H30B200163 | UMEDIC HEALTHCARE SDN BHD | BA | BEMS | 13325 | Regulators, Suction (Wall) | HEHE0102635 | 70794-0007 | FINGER |  |  | VACUSILL 2 HV | HERSILL | WARD 9 | L09 | Equipment Room | 810 | 2025-01-01 | PCS 15703 | 2024-11-29 | UMC2504079 | UMC2504079 | 2025-06-11 | 1 Year | 2025-06-11 | 2026-06-10 | Yearly
1101 | H30B200164 | UMEDIC HEALTHCARE SDN BHD | BA | BEMS | 13325 | Regulators, Suction (Wall) | HEHE0102635 | 70794-0008 | FINGER |  |  | VACUSILL 2 HV | HERSILL | WARD 9 | L09 | Equipment Room | 810 | 2025-01-01 | PCS 15703 | 2024-11-29 | UMC2504079 | UMC2504079 | 2025-06-11 | 1 Year | 2025-06-11 | 2026-06-10 | Yearly
1102 | H30B200165 | UMEDIC HEALTHCARE SDN BHD | BA | BEMS | 13325 | Regulators, Suction (Wall) | HEHE0102635 | 70794-0009 | FINGER |  |  | VACUSILL 2 HV | HERSILL | WARD 9 | L09 | Equipment Room | 810 | 2025-01-01 | PCS 15703 | 2024-11-29 | UMC2504079 | UMC2504079 | 2025-06-11 | 1 Year | 2025-06-11 | 2026-06-10 | Yearly
1103 | H30B200166 | UMEDIC HEALTHCARE SDN BHD | BA | BEMS | 13325 | Regulators, Suction (Wall) | HEHE0102635 | 70794-0010 | FINGER |  |  | VACUSILL 2 HV | HERSILL | WARD 9 | L09 | Equipment Room | 810 | 2025-01-01 | PCS 15703 | 2024-11-29 | UMC2504079 | UMC2504079 | 2025-06-11 | 1 Year | 2025-06-11 | 2026-06-10 | Yearly
1104 | H30B200167 | UMEDIC HEALTHCARE SDN BHD | BA | BEMS | 13325 | Regulators, Suction (Wall) | HEHE0102635 | 70794-0011 | FINGER |  |  | VACUSILL 2 HV | HERSILL | WARD 9 | L09 | Equipment Room | 810 | 2025-01-01 | PCS 15703 | 2024-11-29 | UMC2504079 | UMC2504079 | 2025-06-11 | 1 Year | 2025-06-11 | 2026-06-10 | Yearly
1105 | H30B200168 | UMEDIC HEALTHCARE SDN BHD | BA | BEMS | 13325 | Regulators, Suction (Wall) | HEHE0102635 | 70794-0014 | FINGER |  |  | VACUSILL 2 HV | HERSILL | WARD 9 | L09 | Equipment Room | 810 | 2025-01-01 | PCS 15703 | 2024-11-29 | UMC2504079 | UMC2504079 | 2025-06-11 | 1 Year | 2025-06-11 | 2026-06-10 | Yearly
1106 | H30B200169 | UMEDIC HEALTHCARE SDN BHD | BA | BEMS | 13325 | Regulators, Suction (Wall) | HEHE0102635 | 70794-0015 | FINGER |  |  | VACUSILL 2 HV | HERSILL | WARD 9 | L09 | Equipment Room | 810 | 2025-01-01 | PCS 15703 | 2024-11-29 | UMC2504079 | UMC2504079 | 2025-06-11 | 1 Year | 2025-06-11 | 2026-06-10 | Yearly
1107 | H30B200170 | UMEDIC HEALTHCARE SDN BHD | BA | BEMS | 13325 | Regulators, Suction (Wall) | HEHE0102635 | 70794-0016 | FINGER |  |  | VACUSILL 2 HV | HERSILL | WARD 9 | L09 | Equipment Room | 810 | 2025-01-01 | PCS 15703 | 2024-11-29 | UMC2504079 | UMC2504079 | 2025-06-11 | 1 Year | 2025-06-11 | 2026-06-10 | Yearly
1108 | H30B200171 | UMEDIC HEALTHCARE SDN BHD | BA | BEMS | 13325 | Regulators, Suction (Wall) | HEHE0102635 | 70794-0017 | FINGER |  |  | VACUSILL 2 HV | HERSILL | WARD 9 | L09 | Equipment Room | 810 | 2025-01-01 | PCS 15703 | 2024-11-29 | UMC2504079 | UMC2504079 | 2025-06-11 | 1 Year | 2025-06-11 | 2026-06-10 | Yearly
1109 | H30B200172 | UMEDIC HEALTHCARE SDN BHD | BA | BEMS | 13325 | Regulators, Suction (Wall) | HEHE0102635 | 70794-0018 | FINGER |  |  | VACUSILL 2 HV | HERSILL | WARD 9 | L09 | Equipment Room | 810 | 2025-01-01 | PCS 15703 | 2024-11-29 | UMC2504079 | UMC2504079 | 2025-06-11 | 1 Year | 2025-06-11 | 2026-06-10 | Yearly
1110 | H30B200173 | UMEDIC HEALTHCARE SDN BHD | BA | BEMS | 13325 | Regulators, Suction (Wall) | HEHE0102635 | 70794-0019 | FINGER |  |  | VACUSILL 2 HV | HERSILL | WARD 9 | L09 | Equipment Room | 810 | 2025-01-01 | PCS 15703 | 2024-11-29 | UMC2504079 | UMC2504079 | 2025-06-11 | 1 Year | 2025-06-11 | 2026-06-10 | Yearly
1111 | H30B200174 | UMEDIC HEALTHCARE SDN BHD | BA | BEMS | 13325 | Regulators, Suction (Wall) | HEHE0102635 | 70794-0020 | FINGER |  |  | VACUSILL 2 HV | HERSILL | WARD 9 | L09 | Equipment Room | 810 | 2025-01-01 | PCS 15703 | 2024-11-29 | UMC2504079 | UMC2504079 | 2025-06-11 | 1 Year | 2025-06-11 | 2026-06-10 | Yearly
1112 | H30B200175 | UMEDIC HEALTHCARE SDN BHD | BA | BEMS | 13325 | Regulators, Suction (Wall) | HEHE0102635 | 70794-0021 | FINGER |  |  | VACUSILL 2 HV | HERSILL | WARD 9 | L09 | Equipment Room | 810 | 2025-01-01 | PCS 15703 | 2024-11-29 | UMC2504079 | UMC2504079 | 2025-06-11 | 1 Year | 2025-06-11 | 2026-06-10 | Yearly
1113 | H30B200176 | UMEDIC HEALTHCARE SDN BHD | BA | BEMS | 13325 | Regulators, Suction (Wall) | HEHE0102635 | 70794-0022 | FINGER |  |  | VACUSILL 2 HV | HERSILL | WARD 9 | L09 | Equipment Room | 810 | 2025-01-01 | PCS 15703 | 2024-11-29 | UMC2504079 | UMC2504079 | 2025-06-11 | 1 Year | 2025-06-11 | 2026-06-10 | Yearly
1114 | H30B200177 | UMEDIC HEALTHCARE SDN BHD | BA | BEMS | 13325 | Regulators, Suction (Wall) | HEHE0102635 | 71294-0034 | FINGER |  |  | VACUSILL 2 HV | HERSILL | WARD 9 | L09 | Equipment Room | 810 | 2025-01-01 | PCS 15703 | 2024-11-29 | UMC2504079 | UMC2504079 | 2025-06-11 | 1 Year | 2025-06-11 | 2026-06-10 | Yearly
1115 | H30B200178 | UMEDIC HEALTHCARE SDN BHD | BA | BEMS | 13325 | Regulators, Suction (Wall) | HEHE0102635 | 71294-0044 | FINGER |  |  | VACUSILL 2 HV | HERSILL | WARD 9 | L09 | Equipment Room | 810 | 2025-01-01 | PCS 15703 | 2024-11-29 | UMC2504079 | UMC2504079 | 2025-06-11 | 1 Year | 2025-06-11 | 2026-06-10 | Yearly
1146 | H30B200179 |  | BA | BEMS | 13325 | Regulators, Suction (Wall) |  | 47625-0031 | FINGER |  |  | VACUSILL | HERSILL | WARD 5 | L05 | Equipment Room |  | 1899-12-31 | [8 empty] | Yearly
1147 | H30B200180 |  | BA | BEMS | 13325 | Regulators, Suction (Wall) |  | 47625-0036 | FINGER |  |  | VACUSILL | HERSILL | WARD 5 | L05 | Equipment Room |  | 1899-12-31 | [8 empty] | Yearly
1148 | H30B200181 |  | BA | BEMS | 13325 | Regulators, Suction (Wall) |  | 47625-0069 | FINGER |  |  | VACUSILL | HERSILL | WARD 5 | L05 | Equipment Room |  | 1899-12-31 | [8 empty] | Yearly
1149 | H30B200182 |  | BA | BEMS | 13325 | Regulators, Suction (Wall) |  | 47625-0096 | FINGER |  |  | VACUSILL | HERSILL | WARD 5 | L05 | Equipment Room |  | 1899-12-31 | [8 empty] | Yearly
1150 | H30B200183 |  | BA | BEMS | 13325 | Regulators, Suction (Wall) |  | 47625-0001 | FINGER |  |  | VACUSILL | HERSILL | WARD 5 | L05 | Equipment Room |  | 1899-12-31 | [8 empty] | Yearly
1151 | H30B200184 |  | BA | BEMS | 13325 | Regulators, Suction (Wall) |  | 47625-0088 | FINGER |  |  | VACUSILL | HERSILL | WARD 5 | L05 | Equipment Room |  | 1899-12-31 | [8 empty] | Yearly
1273 | H30B200185 | ONE HEART MEDIC SDN BHD | BE | BEMS | 11748 | Flowmeter Single Oxygen |  | 24845 | FINGER |  |  | 9910-029 | Penlon | OPD | L06 | New Clinic | 350 | 2026-01-01 | PCS 23061 | 2026-03-16 | DO-00896 | IV-00896 | 2026-04-20 | 1 Year | 2026-04-20 | 2027-04-20 | Yearly
1274 | H30B200186 | ONE HEART MEDIC SDN BHD | BE | BEMS | 11748 | Flowmeter Single Oxygen |  | 24845 | FINGER |  |  | 9910-029 | Penlon | OPD | L06 | New Clinic | 350 | 2026-01-01 | PCS 23061 | 2026-03-16 | DO-00896 | IV-00896 | 2026-04-20 | 1 Year | 2026-04-20 | 2027-04-20 | Yearly
1275 | H30B200187 | ONE HEART MEDIC SDN BHD | BE | BEMS | 11748 | Flowmeter Single Oxygen |  | 24845 | FINGER |  |  | 9910-029 | Penlon | OPD | L06 | New Clinic | 350 | 2026-01-01 | PCS 23061 | 2026-03-16 | DO-00896 | IV-00896 | 2026-04-20 | 1 Year | 2026-04-20 | 2027-04-20 | Yearly
1285 | H30B200188 | BIO PRO SERVICES SDN BHD | BA | BEMS | 15075 | Laryngoscopes, Flexible (Portable) |  | 401560015T | HOTCORE | GA4600125-201675 | 2030-04-21 | EN-1039 | Seesheen | ICU | L03 | Endoscopy | 43000 | 2026-01-01 | PCS 24233 | 2026-11-05 | DO/26/2084 | INV/26/2084 | 2026-05-25 | 3 YEARS | 2026-05-25 | 2029-01-06 | Yearly
1289 | H30B200189 | T&C HANDHELD DIALYSIS | BA | BEMS | 14278 | Scanning Systems, Ultrasonic, Wireless Handheld |  | H26202006 | HOTCORE |  |  | LX128LC | Lesono | HEMODIALYSIS | L02 | Hemodialysis | 28000 | 2026-01-01 | PCS 23236 | 2026-03-30 | DO-000424 | INV-001433 | 2026-06-23 | 2 YEARS | 2026-06-23 | 2028-06-23
| H30B200190 | T&C CYSTOSCOPE OT | BE | BEMS | 17145 | Cystoscopes, Rigid |  |  | HOTCORE |  |  |  |  | OT | L05 | L05-OT-OTROOM |  | 1899-12-31 |  |  |  |  | 2026-06-26 | 2 Years | 2022-09-12 | 2024-09-11
648 | H30B100874 | INBODY ASIA SDN BHD | BA | BEMS | 17417 | Analyzers, Physiologic, Body Composition |  | F923000671 | FINGER | GB862651247119 |  | IB270 | Inbody | DIET | L03 | Dietition | 25000 | 2023-01-01 | PCS 8882 | 2023-07-04 | IV02306 | IV02306 | 2023-05-10 | 2 Years | 2023-05-10 | 2025-05-09 | Yearly
701 | H30B100875 | SCHMIDT BIOMEDTECH SDN BHD | BA | BEMS | 12636 | Physiologic Monitoring Systems, Acute Care |  | AA3-2A057627 | HOTCORE | GC8882723-119416 |  | Benevision N1 | Mindray | LABOUR ROOM | L07 | Labor Room | 39500 | 2023-01-01 | PCS 9918 | 2023-07-26 | M13 3307238 | M13101265282 | 2023-08-11 | 2 Years | 2023-08-11 | 2025-08-10 | Half-Yearly
703 | H30B100876 | RAPHA MEDICAL SDN BHD | BA | BEMS | 24097 | Monitors, Bedside, Physiologic Oximetry Tissue |  | MBB2208044 | HOTCORE |  |  | BEDSIDE SPO2 MONITOR | Covidien | LABOUR ROOM | L07 | Labor Room | 6450 | 2023-01-01 | PCS 9798 | 2023-07-15 | D0-23205 | IV-21725 | 2023-08-16 | 2 Years | 2023-08-16 | 2025-08-16 | Yearly
718 | H30B100877 | NATSAI VITALHEALTH (M) SDN BHD | BA | BEMS | 17908 | Ultrasound Therapy/Neuromuscular Stimulation Systems, Physical Therapy |  | AFN003921 | HOTCORE | GB3444720-45825 |  | 15.1205 | CHATTANOOGA | REHAB | L03 | PHY | 18000 | 2023-01-01 | PCS 10307 | 2023-09-01 | DO-02085 | NV-02084 | 2023-09-21 | 2 YEARS,1 PPM | 2023-09-21 | 2025-09-20 | Yearly
730 | H30B100878 | FRESENIUS KABI MALAYSIA SDN BHD | BA | BEMS | 13215 | Infusion Pumps, General-Purpose |  | 81220858 | HOTCORE | GC939701178918 |  | INFVP7S (ED3) | Fresenius Kabi | LABOUR ROOM | L07 | LR | 2900 | 2023-01-01 | PCS 9797 | 2023-07-14 | 1104157390 | 1104157390 | 2023-09-25 | 2 YEARS | 2023-09-25 | 2023-09-24 | Yearly
731 | H30B100879 | FRESENIUS KABI MALAYSIA SDN BHD | BA | BEMS | 13217 | Infusion Pumps, Syringe |  | 25594385 | HOTCORE | GC13383914618 |  | Agilia SP MY | Fresenius Kabi | LABOUR ROOM | L07 | LR | 3400 | 2023-01-01 | PCS 9797 | 2023-07-14 | 1104157390 | 1104157390 | 2023-09-25 | 2 YEARS | 2023-09-25 | 2023-09-24 | Yearly
732 | H30B100880 | UMEDIC HEALTHCARE SDN BHD | BA | BEMS | 12610 | Cardiotocographs |  | DE65863789 | HOTCORE | GC95268545118 |  | Avalon FM20 | Philips | LABOUR ROOM | L07 | LR | 29300 | 2023-01-01 | PCS 9814 | 2023-07-15 | UMC2310044 | UMC2310044 | 2023-10-12 | 2 YEARS | 2023-10-12 | 2025-10-11 | Half-Yearly
733 | H30B100881 | FORMEDIC TECHNOLOGIES SDN BHD | BA | BEMS | 15662 | Lega Machine Ace Chest Purcussor/Vibrator |  | A9-DEV-01-23001-032 | HOTCORE | GMD87221455918A |  | LEGA Ace | Formedic | REHAB | L03 | PHY | 6000 | 2023-01-01 | PCS 10504 | 2023-09-13 | FMD 231001 | FM1 231001 | 2023-10-18 | 1 YEAR | 2023-10-18 | 2024-10-17 | Yearly
743 | H30B100882 | DRAEGER MALAYSIA SDN BHD | BA | BEMS | 17433 | Warming Units, Patient, Radiant, Infant, Mobile |  | ASSJ-0010 | HOTCORE | GC4294423-134628 |  | BABYTHERM 8004 | DRAGER | LABOUR ROOM | L07 | LR | 14100 | 2023-01-01 | PCS 9795 | 2023-07-14 | 176005026 | 912037703 | 2023-11-02 | 2 YEARS | 2023-11-02 | 2025-11-01 | Half-Yearly
744 | H30B100883 | DAYA CERGAS (M) SDN BHD | BA | BEMS | 13366 | Resuscitators, Pulmonary, Pneumatic | HEHE0102332 | 23021603 8295 | HOTCORE | GC32294333517 |  | RD900 Neopuff | Fisher & Paykel | LABOUR ROOM | L07 | LR | 7500 | 2023-01-01 | PCS 9796 |  |  | 912036790 | 2023-11-22 | 2 YEARS | 2023-11-22 | 2025-11-22 | Yearly
746 | H30B100884 | MEDI LIFESPORTS (M) SDN BHD | BA | BEMS | 88040 | Flex Waxbath Therapy Stainless Steel |  | 6436/1123 | HOTCORE |  |  | PT-6 |  | REHAB | L03 | PHY | 8500 | 2023-01-01 |  |  |  |  | 2023-12-13 | 1 YEARS | 2023-12-13 | 2023-12-13 | Yearly
749 | H30B100885 | SCHMIDT BIOMEDTECH SDN BHD | BA | BEMS | 12276 | Lights, Examination |  | 23-34662 | HOTCORE | GA9606440016 |  | MACH LED 120F MOBILE | DR Mach | LABOUR ROOM | L07 | LR | 10200 | 2024-01-01 | PCS 9799 | 2023-07-15 | M1707712023 | M17541912535190 | 2024-02-06 | 2 YEARS | 2024-02-06 | 2026-02-05 | Yearly
751 | H30B100886 | IDS MEDICAL SYSTEM (M) SDN BHD | BA | BEMS | 17908 | Ultrasound Therapy/Neuromuscular Stimulation Systems, Physical Therapy |  | 49.474 | HOTCORE |  |  | SONOPULS 492 | ENRAF NONIUS | REHAB | L03 | PHY | 19950 | 2023-01-01 | PCS 11615 | 2023-12-28 | DN 90020144 | UG90014415 | 2024-03-19 | 1 YEARS | 2024-03-19 | 2025-03-18 | Half-Yearly
753 | H30B100887 | SCHMIDT BIOMEDTECH SDN BHD | BA | BEMS | 12636 | Physiologic Monitoring Systems, Transport |  | AA3-41085687 | FINGER | GC8882723-119416 |  | N1 | Mindray | WARD 7 | L07 | WARD 7 | 28000 | 2024-01-01 | PCS 11814 |  | M13 3318735 | M13101277210 | 2024-04-26 | 2 YEARS | 2024-04-26 | 2026-04-25 | Half-Yearly
792 | H30B100888 | FRESENIUS KABI MALAYSIA SDN BHD | BA | BEMS | 13215 | Infusion Pumps, General-Purpose |  | 81213080 | HOTCORE |  |  | INFUSIA VP7S | FRESENIUS KABI | CATH LAB | L05 | CATH LAB | 2900 | 2024-01-01 | PCS 13496 | 2024-06-15 |  |  | 2024-08-01 | 2 Years | 2024-08-01 | 2026-07-31 | Yearly
793 | H30B100889 | FRESENIUS KABI MALAYSIA SDN BHD | BA | BEMS | 13215 | Infusion Pumps, General-Purpose |  | 81213111 | HOTCORE |  |  | INFUSIA VP7S | FRESENIUS KABI | CATH LAB | L05 | CATH LAB | 2900 | 2024-01-01 | PCS 13496 | 2024-06-15 |  |  | 2024-08-01 | 2 Years | 2024-08-01 | 2026-07-31 | Yearly
794 | H30B100890 | FRESENIUS KABI MALAYSIA SDN BHD | BA | BEMS | 13217 | Infusion Pumps, Syringe |  | 25625172 | HOTCORE |  |  | AGILIA SPMY | FRESENIUS KABI | CATH LAB | L05 | CATH LAB | 3400 | 2024-01-01 | PCS 13496 | 2024-06-15 |  |  | 2024-08-01 | 2 Years | 2024-08-01 | 2026-07-31 | Yearly
795 | H30B100891 | FRESENIUS KABI MALAYSIA SDN BHD | BA | BEMS | 13217 | Infusion Pumps, Syringe |  | 25594409 | HOTCORE |  |  | AGILIA SPMY | FRESENIUS KABI | CATH LAB | L05 | CATH LAB | 3400 | 2024-01-01 | PCS 13496 | 2024-06-15 |  |  | 2024-08-01 | 2 Years | 2024-08-01 | 2026-07-31 | Yearly
796 | H30B100892 | FRESENIUS KABI MALAYSIA SDN BHD | BA | BEMS | 13217 | Infusion Pumps, Syringe |  | 25594393 | HOTCORE |  |  | AGILIA SPMY | FRESENIUS KABI | CATH LAB | L05 | CATH LAB | 3400 | 2024-01-01 | PCS 13496 | 2024-06-15 |  |  | 2024-08-01 | 2 Years | 2024-08-01 | 2026-07-31 | Yearly
797 | H30B100893 | FRESENIUS KABI MALAYSIA SDN BHD | BA | BEMS | 13217 | Infusion Pumps, Syringe |  | 25625180 | HOTCORE |  |  | AGILIA SPMY | FRESENIUS KABI | CATH LAB | L05 | CATH LAB | 3400 | 2024-01-01 | PCS 13496 | 2024-06-15 |  |  | 2024-08-01 | 2 Years | 2024-08-01 | 2026-07-31 | Yearly
800 | H30B100894 | INSAN BAKTI SDN BHD | BA | BEMS | 10134 | Anesthesia Units |  | SM724160102WA | HOTCORE |  |  | CARESTATION 650 | GE | CATH LAB | L05 | CATH LAB | 145000 | 2024-01-01 | PCS 13652 | 2024-06-26 | 24-09978 | IN24-09451 | 2024-08-27 | 2 YEARS | 2024-08-27 | 2026-08-26 | Half-Yearly
804 | H30B100895 | IDS MEDICAL SYSTEMS SDN BHD | BA | BEMS | 13462 | Scales, Patient, Floor | HEHE0102028 | 10000000798306 | FINGER |  |  | Seca 334 | Seca | OPD | L04 | CLINIC DR. NITHYAH | 3830 | 2022-01-01 | PCS 6999 | 2022-09-22 | DN90010349 | UG90007342 | 2022-10-03 | 2 Years | 2022-10-03 | 2024-10-02 | Yearly
807 | H30B100896 | SCHMIDT BIOMEDTECH SDN BHD | BA | BEMS | 12636 | Physiologic Monitoring Systems |  | JK-47009045 | HOTCORE |  |  | BENEVISION N19 | MINDRAY | CATH LAB | L05 | CATH LAB | 19000 | 2024-01-01 | PCS 13661 | 2024-06-26 | M13-3002333 | M13-5124003656 | 2024-09-18 | 2 YEARS | 2024-09-18 | 2026-09-17 | Half-Yearly
808 | H30B100897 | SCHMIDT BIOMEDTECH SDN BHD | BA | BEMS | 12636 | Physiologic Monitoring Systems, Transport |  | NN3-47093870 | HOTCORE |  |  | BENEVISION N1 | MINDRAY | CATH LAB | L05 | CATH LAB | 19000 | 2024-01-01 | PCS 13661 | 2024-06-26 | M13-3002333 | M13-5124003656 | 2024-09-18 | 2 YEARS | 2024-09-18 | 2026-09-17 | Half-Yearly
821 | H30B100898 | MEDTRONIC MALAYSIA SDN BHD | BA | BEMS | 12912 | Single Chamber Temporary Pacemaker |  | MDB16659UP | HOTCORE |  |  | 53401 | Medtronic | CATH LAB | L05 | CATH LAB | 11500 | 2024-01-01 | PCS 14408 | 2024-08-24 | 1442331084 | 4030396334 | 2024-09-18 | 1 YEARS | 2024-09-18 | 2025-09-17 | Yearly
822 | H30B100899 | LAC MEDICAL SUPPLIES SDN BHD | BA | BEMS | 16597 | Single-Plan Angiography , Machine |  | 1141 | HOTCORE |  |  | Azurion 7 M12 | Philips | CATH LAB | L05 | CATH LAB | 3800000 | 2024-01-01 | PCS 12099 (Package) | 2024-02-16 | 1006626 | 2991479687 | 2024-09-24 | 2 YEARS | 2024-09-24 | 2026-09-23 | Half-Yearly
823 | H30B100900 | LAC MEDICAL SUPPLIES SDN BHD | BA | BEMS | 15284 | Injectors, Contrast Media, Angiography |  | CO324C382G | HOTCORE |  |  | ILLUMENA | L.F | CATH LAB | L05 | CATH LAB |  | 2024-01-01 | PCS 12099 (Package) | 2024-02-16 | 1006506 | 2991479687 | 2024-09-24 | 2 YEARS | 2024-09-24 | 2026-09-23 | Half-Yearly
824 | H30B100901 | LAC MEDICAL SUPPLIES SDN BHD | BA | BEMS | 17422 | Intravascular Ultrasound |  | 403393 | HOTCORE |  |  | INTRASIGHT IS7 | VOLCANO | CATH LAB | L05 | CATH LAB |  | 2024-01-01 | PCS 12099 (Package) | 2024-02-16 | 1006503 | 2991479687 | 2024-09-24 | 2 YEARS | 2024-09-24 | 2026-09-23 | Half-Yearly
845 | H30B100902 | MEDANTS TECHNOLOGY SDN BHD | BA | BEMS | 17882 | Defibrillators/Pacemaker, External |  | 24325 | HOTCORE |  |  | TEC-5631 | Nihon Kohden | CATH LAB | L05 | CATH LAB | 19500 | 2024-01-01 | PCS 14353 | 2024-08-19 | DO-7401121 | IV-8401121 | 2024-10-17 | 2 Years | 2024-10-17 | 2026-10-17 | Half-Yearly
847 | H30B100903 | ETERNITY HEALTHCARE SDN BHD | BA | BEMS | 15297 | Timers, Coagulation (Activated Clotting Test Machine) |  | 642317911 | HOTCORE |  |  | ACTALYKE MINI 2 | HELENA LABORATORIES | CATH LAB | L05 | CATH LAB | 28720 | 2024-01-01 | PCS 14356 | 2024-08-19 | IV-0000558 | IV-0000557 | 2024-10-22 | 1 YEARS | 2024-10-22 | 2025-10-21 | Yearly
851 | H30B100904 | SCHMIDT BIOMEDTECH SDN BHD | BA | BEMS | 25209 | Monitors, Physiologic, Vital Signs |  | AS5-48013683 | FINGER |  |  | VS8 | MINDRAY | WARD 5 | L04 | WARD 5 | 8500 | 2024-01-01 | PCS 14718 | 2024-09-19 | M13-50005945 | M13-5124005940 | 2024-10-23 | 2 YEARS | 2024-10-23 | 2026-10-22 | Half-Yearly
852 | H30B100905 | SCHMIDT BIOMEDTECH SDN BHD | BA | BEMS | 25209 | Monitors, Physiologic, Vital Signs |  | AS5-48013680 | FINGER |  |  | VS8 | MINDRAY | WARD 5 | L03 | WARD 5 | 8500 | 2024-01-01 | PCS 14718 | 2024-09-19 | M13-50005945 | M13-5124005940 | 2024-10-23 | 2 YEARS | 2024-10-23 | 2026-10-22 | Half-Yearly
861 | H30B100906 | EXPERT HEALTHCARE SDN BHD | BA | BEMS | 17882 | Defibrillators/Pacemaker, External |  | 21322 | FINGER |  |  | TEC-5631K | Nihon Kohden | WARD 8 | L08 | WARD 8 | 19800 | 2024-01-01 | PCS 15443 | 2024-07-11 | DO-25244 | IV-25310 | 2024-11-28 | 2 YEARS | 2024-11-28 | 2026-11-27 | Yearly
877 | H30B100907 | EXPERT HEALTHCARE SDN BHD | BA | BEMS | 17882 | Defibrillators/Pacemaker, External |  | 21323 | FINGER |  |  | TEC-5631K | Nihon Kohden | WARD 9 | L09 | WARD 9 | 19800 | 2024-01-01 | PCS 15437 | 2024-07-11 | DO-25256 | IV-25323 | 2024-12-10 | 2 YEARS | 2024-12-10 | 2026-12-09 | Yearly
878 | H30B100908 | INSAN BAKTI SDN BHD | BA | BEMS | 12636 | Physiologic Monitoring Systems |  | SR724282036WA | HOTCORE |  |  | B125M | GE | CATH LAB | L05 | CATH LAB | 23000 | 2024-01-01 | PCS 15214 | 2024-10-23 | D024-17040 | IN24-16254 | 2024-12-16 | 2 YEARS | 2024-12-16 | 2026-12-15 | Half-Yearly
888 | H30B100909 | VENUSYS MEDICAL SDN BHD | BA | BEMS | 16942 | Lasers, Carbon Dioxide, Surgical/ Dermatologic |  | ABIOZ41100871 | FINGER |  |  | Bioxel AMI | AMI | OPD | L04 | CLINIC DR AHMAD | 180000 | 2024-01-01 | PCS 15730 (Package) | 2024-02-12 | DO19790,DO19794 | IN21828 | 2024-12-26 | 2 YEARS | 2024-12-26 | 2026-12-25 | Half-Yearly
889 | H30B100910 | VENUSYS MEDICAL SDN BHD | BA | BEMS | 16262 | Smoke Evacuation Systems, Surgical |  | SE24093 | FINGER |  |  | ERASER-SE | MEDITECH | OPD | L04 | CLINIC DR AHMAD |  | 2024-01-01 | PCS 15730 (Package) | 2024-02-12 | DO19790,DO19794 | IN21828 | 2024-12-26 | 2 YEARS | 2024-12-26 | 2026-12-25 | Half-Yearly
890 | H30B100911 | VENUSYS MEDICAL SDN BHD | BA | BEMS | 16437 | Chairs, Examination/ Treatment (Aesthetic Chair) |  | SX4087247 | FINGER |  |  | 2235D | SILVERFOX | OPD | L04 | CLINIC DR AHMAD |  | 2024-01-01 | PCS 15730 (Package) | 2024-02-12 | DO19790,DO19794 | IN21828 | 2024-12-26 | 2 YEARS | 2024-12-26 | 2026-12-25 | Half-Yearly
901 | H30B100912 | TOYO ADTEC SDN BHD | BA | BEMS | 15976 | Scanning Systems, Ultrasonic, General Purpose, Portable |  | 6314213WX0 | FINGER | GB8857120-41740 |  | Versana Active | GE Healthcare | OPD | L04 | PROCEDURE ROOM | 100000 | 2024-01-01 | PCS 15993 | 2024-12-13 | MDO-20240339 | MSI-20240339 | 2025-01-09 | 3 YEARS | 2025-01-09 | 2028-01-08 | Half-Yearly
905 | H30B100913 | IDS MEDICAL SYSTEM SDN BHD | BA | BEMS | 17908 | Ultrasound Therapy/Neuromuscular Stimulation Systems, Physical Therapy |  | 49.689 | HOTCORE | GB83823353017 | 2027-09-25 | Sonopuls 492 | Enraf-Nonius | REHAB | L03 | Electrotherapy | 18300 | 2024-01-01 | PCS 15843 | 2024-12-05 | DN90026003 | UG90018618 | 2025-02-04 | 2 Years | 2025-02-04 | 2027-02-03 | Half-Yearly
906 | H30B100914 | IDS MEDICAL SYSTEM SDN BHD | BA | BEMS | 17908 | Ultrasound Therapy/Neuromuscular Stimulation Systems, Physical Therapy |  | 49.690 | HOTCORE | GB83823353017 | 2027-09-25 | Sonopuls 492 | Enraf-Nonius | REHAB | L03 | Electrotherapy | 18300 | 2024-01-01 | PCS 15843 | 2024-12-05 | DN90026003 | UG90018618 | 2025-02-04 | 2 Years | 2025-02-04 | 2027-02-03 | Half-Yearly
957 | H30B100915 | TEEPHAM MEDICAL SDN BHD (19/2/2025) | BA | BEMS | 13461 | Scales, Patient, Floor |  | 1000000 1495597 | FINGER | GA5532319-35702 | 2029-10-23 | SECA 770 | SECA | WARD 8 | L08 | WARD 8 | 3900 | 2024-01-01 | PCS 15997 | 2024-12-12 | DO2501-0881 | TP25/01/1424 | 2025-02-19 | 2 Years | 2025-02-19 | 2027-02-18 | Yearly
958 | H30B100916 | TEEPHAM MEDICAL SDN BHD | BA | BEMS | 13461 | Scales, Patient, Floor |  | 1000000 1495596 | FINGER | GA5532319-35702 | 2029-10-23 | SECA 770 | SECA | WARD 9 | L09 | WARD 9 | 3900 | 2024-01-01 | PCS 15998 | 2024-12-12 | DO2501-0883 | TP25/01/1425 | 2025-02-19 | 2 Years | 2025-02-19 | 2027-02-18 | Yearly
959 | H30B100917 | TEEPHAM MEDICAL SDN BHD (19/2/2025) | BA | BEMS | 13462 | Scales, Infant |  | 1000000 1171610 | FINGER | GMD6940388217A | 2027-06-01 | SECA 334 | SECA | WARD 8 | L08 | WARD 8 | 2898 | 2024-01-01 | PCS 16041 | 2024-12-19 | DO2501-0931 | TP25/01/1214 | 2025-02-19 | 2 Years | 2025-02-19 | 2027-02-18 | Yearly
960 | H30B100918 | ZUELLIG PHARMA SDN BHD, FRESENIUS KABI MALAYSIA | BA | BEMS | 13215 | Infusion Pumps, General-Purpose |  | 81344161 | FINGER | GC1723220-42588 | 2025-04-16 | INFUSIA VP7S | FRESENIUS KABI | WARD 9 | L09 | Equipment room | 2900 | 2024-01-01 | PCS 15559 | 2024-11-16 | 1107074151 | 1107074151 | 2025-02-27 | 2 Years | 2025-02-27 | 2027-02-26 | Yearly
961 | H30B100919 | ZUELLIG PHARMA SDN BHD, FRESENIUS KABI MALAYSIA | BA | BEMS | 13215 | Infusion Pumps, General-Purpose |  | 81344159 | FINGER | GC1723220-42588 | 2025-04-16 | INFUSIA VP7S | FRESENIUS KABI | WARD 9 | L09 | Equipment room | 2900 | 2024-01-01 | PCS 15559 | 2024-11-16 | 1107074151 | 1107074151 | 2025-02-27 | 2 Years | 2025-02-27 | 2027-02-26 | Yearly
962 | H30B100920 | ZUELLIG PHARMA SDN BHD, FRESENIUS KABI MALAYSIA | BA | BEMS | 13215 | Infusion Pumps, General-Purpose |  | 81344146 | FINGER | GC1723220-42588 | 2025-04-16 | INFUSIA VP7S | FRESENIUS KABI | WARD 9 | L09 | Equipment room | 2900 | 2024-01-01 | PCS 15559 | 2024-11-16 | 1107074151 | 1107074151 | 2025-02-27 | 2 Years | 2025-02-27 | 2027-02-26 | Yearly
963 | H30B100921 | ZUELLIG PHARMA SDN BHD, FRESENIUS KABI MALAYSIA | BA | BEMS | 13215 | Infusion Pumps, General-Purpose |  | 81344158 | FINGER | GC1723220-42588 | 2025-04-16 | INFUSIA VP7S | FRESENIUS KABI | WARD 9 | L09 | Equipment room | 2900 | 2024-01-01 | PCS 15559 | 2024-11-16 | 1107074151 | 1107074151 | 2025-02-27 | 2 Years | 2025-02-27 | 2027-02-26 | Yearly
964 | H30B100922 | ZUELLIG PHARMA SDN BHD, FRESENIUS KABI MALAYSIA | BA | BEMS | 13215 | Infusion Pumps, General-Purpose |  | 81344152 | FINGER | GC1723220-42588 | 2025-04-16 | INFUSIA VP7S | FRESENIUS KABI | WARD 9 | L09 | Equipment room | 2900 | 2024-01-01 | PCS 15559 | 2024-11-16 | 1107074151 | 1107074151 | 2025-02-27 | 2 Years | 2025-02-27 | 2027-02-26 | Yearly
965 | H30B100923 | ZUELLIG PHARMA SDN BHD, FRESENIUS KABI MALAYSIA | BA | BEMS | 13215 | Infusion Pumps, General-Purpose |  | 81344160 | FINGER | GC1723220-42588 | 2025-04-16 | INFUSIA VP7S | FRESENIUS KABI | WARD 9 | L09 | Equipment room | 2900 | 2024-01-01 | PCS 15559 | 2024-11-16 | 1107074151 | 1107074151 | 2025-02-27 | 2 Years | 2025-02-27 | 2027-02-26 | Yearly
966 | H30B100924 | ZUELLIG PHARMA SDN BHD, FRESENIUS KABI MALAYSIA | BA | BEMS | 13215 | Infusion Pumps, General-Purpose |  | 81344147 | FINGER | GC1723220-42588 | 2025-04-16 | INFUSIA VP7S | FRESENIUS KABI | WARD 9 | L09 | Equipment room | 2900 | 2024-01-01 | PCS 15559 | 2024-11-16 | 1107074151 | 1107074151 | 2025-02-27 | 2 Years | 2025-02-27 | 2027-02-26 | Yearly
967 | H30B100925 | ZUELLIG PHARMA SDN BHD, FRESENIUS KABI MALAYSIA | BA | BEMS | 13215 | Infusion Pumps, General-Purpose |  | 81344155 | FINGER | GC1723220-42588 | 2025-04-16 | INFUSIA VP7S | FRESENIUS KABI | WARD 9 | L09 | Equipment room | 2900 | 2024-01-01 | PCS 15559 | 2024-11-16 | 1107074151 | 1107074151 | 2025-02-27 | 2 Years | 2025-02-27 | 2027-02-26 | Yearly
968 | H30B100926 | ZUELLIG PHARMA SDN BHD, FRESENIUS KABI MALAYSIA | BA | BEMS | 13215 | Infusion Pumps, General-Purpose |  | 81344168 | FINGER | GC1723220-42588 | 2025-04-16 | INFUSIA VP7S | FRESENIUS KABI | WARD 8 | L08 | Equipment room | 2900 | 2024-01-01 | PCS 15560 | 2024-11-16 | 1107074076 | 1107074076 | 2025-02-27 | 2 Years | 2025-02-27 | 2027-02-26 | Yearly
969 | H30B100927 | ZUELLIG PHARMA SDN BHD, FRESENIUS KABI MALAYSIA | BA | BEMS | 13215 | Infusion Pumps, General-Purpose |  | 81344169 | FINGER | GC1723220-42588 | 2025-04-16 | INFUSIA VP7S | FRESENIUS KABI | WARD 8 | L08 | Equipment room | 2900 | 2024-01-01 | PCS 15560 | 2024-11-16 | 1107074076 | 1107074076 | 2025-02-27 | 2 Years | 2025-02-27 | 2027-02-26 | Yearly
970 | H30B100928 | ZUELLIG PHARMA SDN BHD, FRESENIUS KABI MALAYSIA | BA | BEMS | 13215 | Infusion Pumps, General-Purpose |  | 81344166 | FINGER | GC1723220-42588 | 2025-04-16 | INFUSIA VP7S | FRESENIUS KABI | WARD 8 | L08 | Equipment room | 2900 | 2024-01-01 | PCS 15560 | 2024-11-16 | 1107074076 | 1107074076 | 2025-02-27 | 2 Years | 2025-02-27 | 2027-02-26 | Yearly
971 | H30B100929 | ZUELLIG PHARMA SDN BHD, FRESENIUS KABI MALAYSIA | BA | BEMS | 13215 | Infusion Pumps, General-Purpose |  | 81344150 | FINGER | GC1723220-42588 | 2025-04-16 | INFUSIA VP7S | FRESENIUS KABI | WARD 8 | L08 | Equipment room | 2900 | 2024-01-01 | PCS 15560 | 2024-11-16 | 1107074076 | 1107074076 | 2025-02-27 | 2 Years | 2025-02-27 | 2027-02-26 | Yearly
972 | H30B100930 | ZUELLIG PHARMA SDN BHD, FRESENIUS KABI MALAYSIA | BA | BEMS | 13215 | Infusion Pumps, General-Purpose |  | 81344170 | FINGER | GC1723220-42588 | 2025-04-16 | INFUSIA VP7S | FRESENIUS KABI | WARD 8 | L08 | Equipment room | 2900 | 2024-01-01 | PCS 15560 | 2024-11-16 | 1107074076 | 1107074076 | 2025-02-27 | 2 Years | 2025-02-27 | 2027-02-26 | Yearly
973 | H30B100931 | ZUELLIG PHARMA SDN BHD, FRESENIUS KABI MALAYSIA | BA | BEMS | 13215 | Infusion Pumps, General-Purpose |  | 81344154 | FINGER | GC1723220-42588 | 2025-04-16 | INFUSIA VP7S | FRESENIUS KABI | WARD 8 | L08 | Equipment room | 2900 | 2024-01-01 | PCS 15560 | 2024-11-16 | 1107074076 | 1107074076 | 2025-02-27 | 2 Years | 2025-02-27 | 2027-02-26 | Yearly
974 | H30B100932 | ZUELLIG PHARMA SDN BHD, FRESENIUS KABI MALAYSIA | BA | BEMS | 13215 | Infusion Pumps, General-Purpose |  | 81344175 | FINGER | GC1723220-42588 | 2025-04-16 | INFUSIA VP7S | FRESENIUS KABI | WARD 8 | L08 | Equipment room | 2900 | 2024-01-01 | PCS 15560 | 2024-11-16 | 1107074076 | 1107074076 | 2025-02-27 | 2 Years | 2025-02-27 | 2027-02-26 | Yearly
975 | H30B100933 | FRESENIUS KABI MALAYSIA SDN BHD (27/2/2025) | BA | BEMS | 13217 | Infusion Pumps, Syringe |  | 25594397 | FINGER |  |  | AGILIA SP MY | FRESENIUS KABI | WARD 9 | L09 | Equipment room | 3500 | 2024-01-01 | PCS 15550 |  |  |  | 2025-02-27 | 2 Years | 2025-02-27 | 2027-02-26 | Yearly
976 | H30B100934 | FRESENIUS KABI MALAYSIA SDN BHD (27/2/2025) | BA | BEMS | 13217 | Infusion Pumps, Syringe |  | 25594416 | FINGER |  |  | AGILIA SP MY | FRESENIUS KABI | WARD 9 | L09 | Equipment room | 3500 | 2024-01-01 | PCS 15550 |  |  |  | 2025-02-27 | 2 Years | 2025-02-27 | 2027-02-26 | Yearly
977 | H30B100935 | FRESENIUS KABI MALAYSIA SDN BHD (27/2/2025) | BA | BEMS | 13217 | Infusion Pumps, Syringe |  | 25594429 | FINGER |  |  | AGILIA SP MY | FRESENIUS KABI | WARD 9 | L09 | Equipment room | 3500 | 2024-01-01 | PCS 15550 |  |  |  | 2025-02-27 | 2 Years | 2025-02-27 | 2027-02-26 | Yearly
978 | H30B100936 | FRESENIUS KABI MALAYSIA SDN BHD (27/2/2025) | BA | BEMS | 13217 | Infusion Pumps, Syringe |  | 25594433 | FINGER |  |  | AGILIA SP MY | FRESENIUS KABI | WARD 9 | L09 | Equipment room | 3500 | 2024-01-01 | PCS 15550 |  |  |  | 2025-02-27 | 2 Years | 2025-02-27 | 2027-02-26 | Yearly
979 | H30B100937 | FRESENIUS KABI MALAYSIA SDN BHD (27/2/2025) | BA | BEMS | 13217 | Infusion Pumps, Syringe |  | 25625121 | FINGER |  |  | AGILIA SP MY | FRESENIUS KABI | WARD 9 | L09 | Equipment room | 3500 | 2024-01-01 | PCS 15550 |  |  |  | 2025-02-27 | 2 Years | 2025-02-27 | 2027-02-26 | Yearly
980 | H30B100938 | FRESENIUS KABI MALAYSIA SDN BHD (27/2/2025) | BA | BEMS | 13217 | Infusion Pumps, Syringe |  | 25594402 | FINGER |  |  | AGILIA SP MY | FRESENIUS KABI | WARD 8 | L08 | Equipment room | 3500 | 2024-01-01 | PCS 15551 | 2024-11-14 |  |  | 2025-02-27 | 2 Years | 2025-02-27 | 2027-02-26 | Yearly
981 | H30B100939 | FRESENIUS KABI MALAYSIA SDN BHD (27/2/2025) | BA | BEMS | 13217 | Infusion Pumps, Syringe |  | 25594414 | FINGER |  |  | AGILIA SP MY | FRESENIUS KABI | WARD 8 | L08 | Equipment room | 3500 | 2024-01-01 | PCS 15551 | 2024-11-14 |  |  | 2025-02-27 | 2 Years | 2025-02-27 | 2027-02-26 | Yearly
982 | H30B100940 | FRESENIUS KABI MALAYSIA SDN BHD (27/2/2025) | BA | BEMS | 13217 | Infusion Pumps, Syringe |  | 25594418 | FINGER |  |  | AGILIA SP MY | FRESENIUS KABI | WARD 8 | L08 | Equipment room | 3500 | 2024-01-01 | PCS 15551 | 2024-11-14 |  |  | 2025-02-27 | 2 Years | 2025-02-27 | 2027-02-26 | Yearly
983 | H30B100941 | FRESENIUS KABI MALAYSIA SDN BHD (27/2/2025) | BA | BEMS | 13217 | Infusion Pumps, Syringe |  | 25594422 | FINGER |  |  | AGILIA SP MY | FRESENIUS KABI | WARD 8 | L08 | Equipment room | 3500 | 2024-01-01 | PCS 15551 | 2024-11-14 |  |  | 2025-02-27 | 2 Years | 2025-02-27 | 2027-02-26 | Yearly
984 | H30B100942 | FRESENIUS KABI MALAYSIA SDN BHD (27/2/2025) | BA | BEMS | 13217 | Infusion Pumps, Syringe |  | 25594439 | FINGER |  |  | AGILIA SP MY | FRESENIUS KABI | WARD 8 | L08 | Equipment room | 3500 | 2024-01-01 | PCS 15551 | 2024-11-14 |  |  | 2025-02-27 | 2 Years | 2025-02-27 | 2027-02-26 | Yearly
985 | H30B100943 | FRESENIUS KABI MALAYSIA SDN BHD (27/2/2025) | BA | BEMS | 13217 | Infusion Pumps, Syringe |  | 25594443 | FINGER |  |  | AGILIA SP MY | FRESENIUS KABI | WARD 8 | L08 | Equipment room | 3500 | 2024-01-01 | PCS 15551 | 2024-11-14 |  |  | 2025-02-27 | 2 Years | 2025-02-27 | 2027-02-26 | Yearly
986 | H30B100944 | FRESENIUS KABI MALAYSIA SDN BHD (27/2/2025) | BA | BEMS | 13217 | Infusion Pumps, Syringe |  | 25594388 | FINGER |  |  | AGILIA SP MY | FRESENIUS KABI | WARD 8 | L08 | Equipment room | 3500 | 2024-01-01 | PCS 15551 | 2024-11-14 |  |  | 2025-02-27 | 2 Years | 2025-02-27 | 2027-02-26 | Yearly
987 | H30B100945 | FRESENIUS KABI MALAYSIA SDN BHD (27/2/2025) | BA | BEMS | 13217 | Infusion Pumps, Syringe |  | 25594400 | FINGER |  |  | AGILIA SP MY | FRESENIUS KABI | WARD 8 | L08 | Equipment room | 3500 | 2024-01-01 | PCS 15551 | 2024-11-14 |  |  | 2025-02-27 | 2 Years | 2025-02-27 | 2027-02-26 | Yearly
988 | H30B100946 | FRESENIUS KABI MALAYSIA SDN BHD (27/2/2025) | BA | BEMS | 13217 | Infusion Pumps, Syringe |  | 25594430 | FINGER |  |  | AGILIA SP MY | FRESENIUS KABI | WARD 8 | L08 | Equipment room | 3500 | 2024-01-01 | PCS 15551 | 2024-11-14 |  |  | 2025-02-27 | 2 Years | 2025-02-27 | 2027-02-26 | Yearly
989 | H30B100947 | FRESENIUS KABI MALAYSIA SDN BHD (27/2/2025) | BA | BEMS | 13217 | Infusion Pumps, Syringe |  | 25594446 | FINGER |  |  | AGILIA SP MY | FRESENIUS KABI | WARD 8 | L08 | Equipment room | 3500 | 2024-01-01 | PCS 15551 | 2024-11-14 |  |  | 2025-02-27 | 2 Years | 2025-02-27 | 2027-02-26 | Yearly
992 | H30B100948 | VITALTECH SDN BHD | BA | BEMS | 10846 | Circulatory Assist Units, Intra-Aortic Balloon |  | (21)CB407590L4 | HOTCORE | GC2992923-137663 | 2028-06-27 | Cardiosave Hybrid | Maquet / Datascope | CATH LAB | L05 | Procedure Room | 525000 | 2024-01-01 | PCS 15740 | 2024-02-12 | 0000 9222 | 0000 9222 | 2025-03-07 | 2 Years | 2025-03-07 | 2027-03-06 | Half-Yearly
993 | H30B100949 | SCHMIDT BIOMEDTECH SDN BHD | BA | BEMS | 12276 | Lights, Examination |  | 25-01370 | FINGER | GA8769824-161584 | 2029-02-04 | Mach LED 115 Mobile | Dr. Mach | WARD 8 | L08 | Treatment Room | 5900 | 2025-01-01 | PCS 16183 | 2025-01-01 | M17-50013200 | M17-S125003184 | 2025-03-07 | 2 Years | 2025-03-07 | 2027-03-06 | Yearly
994 | H30B100950 | SCHMIDT BIOMEDTECH SDN BHD | BA | BEMS | 12276 | Lights, Examination |  | 25-01375 | FINGER | GA8769824-161584 | 2029-02-04 | Mach LED 115 Mobile | Dr. Mach | WARD 9 | L09 | Treatment Room | 5900 | 2025-01-01 | PCS 16183 | 2025-01-01 | M17-50013200 | M17-S125003184 | 2025-03-07 | 2 Years | 2025-03-07 | 2027-03-06 | Yearly
1018 | H30B100951 | SCHMIDT BIOMEDTECH SDN BHD | BA | BEMS | 25209 | Monitors, Physiologic, Vital Signs |  | AS5-52016303 | FINGER | GC8579521-65166 | 2026-06-13 | VS 8 | Mindray | WARD 8 | L08 | Equipment Room | 8500 | 2024-01-01 | PCS 15661 | 2024-11-27 | 50014988 | M13-S125004971 | 2025-04-11 | 2 Years | 2025-04-11 | 2027-04-11 | Half-Yearly
1019 | H30B100952 | SCHMIDT BIOMEDTECH SDN BHD | BA | BEMS | 25209 | Monitors, Physiologic, Vital Signs |  | AS5-52016304 | FINGER | GC8579521-65166 | 2026-06-13 | VS 8 | Mindray | WARD 8 | L08 | Equipment Room | 8500 | 2024-01-01 | PCS 15661 | 2024-11-27 | 50014988 | M13-S125004971 | 2025-04-11 | 2 Years | 2025-04-11 | 2027-04-11 | Half-Yearly
1020 | H30B100953 | SCHMIDT BIOMEDTECH SDN BHD | BA | BEMS | 25209 | Monitors, Physiologic, Vital Signs |  | AS5-52016305 | FINGER | GC8579521-65166 | 2026-06-13 | VS 8 | Mindray | WARD 8 | L08 | Equipment Room | 8500 | 2024-01-01 | PCS 15661 | 2024-11-27 | 50014988 | M13-S125004971 | 2025-04-11 | 2 Years | 2025-04-11 | 2027-04-11 | Half-Yearly
1021 | H30B100954 | SCHMIDT BIOMEDTECH SDN BHD | BA | BEMS | 25209 | Monitors, Physiologic, Vital Signs |  | AS5-52016306 | FINGER | GC8579521-65166 | 2026-06-13 | VS 8 | Mindray | WARD 8 | L08 | Equipment Room | 8500 | 2024-01-01 | PCS 15661 | 2024-11-27 | 50014988 | M13-S125004971 | 2025-04-11 | 2 Years | 2025-04-11 | 2027-04-11 | Half-Yearly
1022 | H30B100955 | SCHMIDT BIOMEDTECH SDN BHD | BA | BEMS | 25209 | Monitors, Physiologic, Vital Signs |  | AS5-52016307 | FINGER | GC8579521-65166 | 2026-06-13 | VS 8 | Mindray | WARD 9 | L09 | Equipment Room | 8500 | 2024-01-01 | PCS 15707 | 2024-11-27 | 50014989 | M13-S125004972 | 2025-04-11 | 2 Years | 2025-04-11 | 2027-04-11 | Half-Yearly
1023 | H30B100956 | SCHMIDT BIOMEDTECH SDN BHD | BA | BEMS | 25209 | Monitors, Physiologic, Vital Signs |  | AS5-52016308 | FINGER | GC8579521-65166 | 2026-06-13 | VS 8 | Mindray | WARD 9 | L09 | Equipment Room | 8500 | 2024-01-01 | PCS 15707 | 2024-11-27 | 50014989 | M13-S125004972 | 2025-04-11 | 2 Years | 2025-04-11 | 2027-04-11 | Half-Yearly
1024 | H30B100957 | SCHMIDT BIOMEDTECH SDN BHD | BA | BEMS | 25209 | Monitors, Physiologic, Vital Signs |  | AS5-52016309 | FINGER | GC8579521-65166 | 2026-06-13 | VS 8 | Mindray | WARD 9 | L09 | Equipment Room | 8500 | 2024-01-01 | PCS 15707 | 2024-11-27 | 50014989 | M13-S125004972 | 2025-04-11 | 2 Years | 2025-04-11 | 2027-04-11 | Half-Yearly
1025 | H30B100958 | ONE HEART MEDIC SDN BHD | BA | BEMS | 16231 | Electrocardiographs, Multichannel, Interpretative |  | 361209-M25102410002 | FINGER | GB8627323-130794 | 2028-05-07 | SE 1201 Pro | Edan | WARD 9 | L09 | Equipment Room | 14800 | 2025-01-01 | PCS 16724 | 2025-02-14 | 00404 | 00404 | 2025-04-14 | 2 Years | 2025-04-14 | 2027-04-13 | Half-Yearly
1026 | H30B100959 | RAPHA MEDICAL SDN BHD | BA | BEMS | 24097 | Monitors, Bedside, Physiologic Oximetry Tissue |  | MBB2500099 | FINGER | GC64673492817 | 2027-12-03 | Nellcor Bedside SPO2 Monitoring | Covidien | WARD 9 | L09 | Equipment Room | 6200 | 2025-01-01 | PCS 16722 | 2025-02-14 | 37748 | IV-35662 | 2025-04-22 | 2 Years | 2025-04-22 | 2027-04-22 | Yearly
1027 | H30B100960 | RAPHA MEDICAL SDN BHD | BA | BEMS | 24097 | Monitors, Bedside, Physiologic Oximetry Tissue |  | MBB2500100 | FINGER | GC64673492817 | 2027-12-03 | Nellcor Bedside SPO2 Monitoring | Covidien | WARD 9 | L09 | Equipment Room | 6200 | 2025-01-01 | PCS 16722 | 2025-02-14 | 37748 | IV-35662 | 2025-04-22 | 2 Years | 2025-04-22 | 2027-04-22 | Yearly
1028 | H30B100961 | RAPHA MEDICAL SDN BHD | BA | BEMS | 24097 | Monitors, Bedside, Physiologic Oximetry Tissue |  | MBB2500101 | FINGER | GC64673492817 | 2027-12-03 | Nellcor Bedside SPO2 Monitoring | Covidien | WARD 8 | L08 | Equipment Room | 6200 | 2025-01-01 | PCS 16722 | 2025-02-14 | 37748 | IV-35662 | 2025-04-22 | 2 Years | 2025-04-22 | 2027-04-22 | Yearly
1029 | H30B100962 | RAPHA MEDICAL SDN BHD | BA | BEMS | 24097 | Monitors, Bedside, Physiologic Oximetry Tissue |  | MBB2500102 | FINGER | GC64673492817 | 2027-12-03 | Nellcor Bedside SPO2 Monitoring | Covidien | WARD 8 | L08 | Equipment Room | 6200 | 2025-01-01 | PCS 16722 | 2025-02-14 | 37748 | IV-35662 | 2025-04-22 | 2 Years | 2025-04-22 | 2027-04-22 | Yearly
1030 | H30B100963 | RAPHA MEDICAL SDN BHD | BA | BEMS | 24097 | Monitors, Bedside, Physiologic Oximetry Tissue |  | MBB2500103 | FINGER | GC64673492817 | 2027-12-03 | Nellcor Bedside SPO2 Monitoring | Covidien | WARD 8 | L08 | Equipment Room | 6200 | 2025-01-01 | PCS 16722 | 2025-02-14 | 37748 | IV-35662 | 2025-04-22 | 2 Years | 2025-04-22 | 2027-04-22 | Yearly
1031 | H30B100964 | RAPHA MEDICAL SDN BHD | BA | BEMS | 24097 | Monitors, Bedside, Physiologic Oximetry Tissue |  | MBB2500104 | FINGER | GC64673492817 | 2027-12-03 | Nellcor Bedside SPO2 Monitoring | Covidien | WARD 8 | L08 | Equipment Room | 6200 | 2025-01-01 | PCS 16722 | 2025-02-14 | 37748 | IV-35662 | 2025-04-22 | 2 Years | 2025-04-22 | 2027-04-22 | Yearly
1032 | H30B100965 | RAPHA MEDICAL SDN BHD | BA | BEMS | 24097 | Monitors, Bedside, Physiologic Oximetry Tissue |  | MBB2500105 | FINGER | GC64673492817 | 2027-12-03 | Nellcor Bedside SPO2 Monitoring | Covidien | WARD 8 | L08 | Equipment Room | 6200 | 2025-01-01 | PCS 16722 | 2025-02-14 | 37748 | IV-35662 | 2025-04-22 | 2 Years | 2025-04-22 | 2027-04-22 | Yearly
1035 | H30B100966 | ZUELLIG PHARMA SDN BHD, FRESENIUS KABI MALAYSIA | BA | BEMS | 13215 | Infusion Pumps, General-Purpose |  | 81353952 | FINGER |  |  | INFUSIA VP7S | FRESENIUS KABI | WARD 8 | L08 | Equipment room | 2900 | 2024-01-01 | PCS 15560 | 2024-11-16 | 1107708304 | 1107708304 | 2025-05-31 | 2 Years | 2025-06-04 | 2027-06-03 | Yearly
1036 | H30B100967 | ZUELLIG PHARMA SDN BHD, FRESENIUS KABI MALAYSIA | BA | BEMS | 13215 | Infusion Pumps, General-Purpose |  | 81353953 | FINGER |  |  | INFUSIA VP7S | FRESENIUS KABI | WARD 8 | L08 | Equipment room | 2900 | 2024-01-01 | PCS 15560 | 2024-11-16 | 1107708304 | 1107708304 | 2025-05-31 | 2 Years | 2025-06-04 | 2027-06-03 | Yearly
1037 | H30B100968 | ZUELLIG PHARMA SDN BHD, FRESENIUS KABI MALAYSIA | BA | BEMS | 13215 | Infusion Pumps, General-Purpose |  | 81353954 | FINGER |  |  | INFUSIA VP7S | FRESENIUS KABI | WARD 8 | L08 | Equipment room | 2900 | 2024-01-01 | PCS 15560 | 2024-11-16 | 1107708304 | 1107708304 | 2025-05-31 | 2 Years | 2025-06-04 | 2027-06-03 | Yearly
1038 | H30B100969 | ZUELLIG PHARMA SDN BHD, FRESENIUS KABI MALAYSIA | BA | BEMS | 13215 | Infusion Pumps, General-Purpose |  | 81353955 | FINGER |  |  | INFUSIA VP7S | FRESENIUS KABI | WARD 8 | L08 | Equipment room | 2900 | 2024-01-01 | PCS 15560 | 2024-11-16 | 1107708304 | 1107708304 | 2025-05-31 | 2 Years | 2025-06-04 | 2027-06-03 | Yearly
1039 | H30B100970 | ZUELLIG PHARMA SDN BHD, FRESENIUS KABI MALAYSIA | BA | BEMS | 13215 | Infusion Pumps, General-Purpose |  | 81353961 | FINGER |  |  | INFUSIA VP7S | FRESENIUS KABI | WARD 8 | L08 | Equipment room | 2900 | 2024-01-01 | PCS 15560 | 2024-11-16 | 1107708304 | 1107708304 | 2025-05-31 | 2 Years | 2025-06-04 | 2027-06-03 | Yearly
1040 | H30B100971 | ZUELLIG PHARMA SDN BHD, FRESENIUS KABI MALAYSIA | BA | BEMS | 13215 | Infusion Pumps, General-Purpose |  | 81353962 | FINGER |  |  | INFUSIA VP7S | FRESENIUS KABI | WARD 8 | L08 | Equipment room | 2900 | 2024-01-01 | PCS 15560 | 2024-11-16 | 1107708304 | 1107708304 | 2025-05-31 | 2 Years | 2025-06-04 | 2027-06-03 | Yearly
1041 | H30B100972 | ZUELLIG PHARMA SDN BHD, FRESENIUS KABI MALAYSIA | BA | BEMS | 13215 | Infusion Pumps, General-Purpose |  | 81353963 | FINGER |  |  | INFUSIA VP7S | FRESENIUS KABI | WARD 8 | L08 | Equipment room | 2900 | 2024-01-01 | PCS 15560 | 2024-11-16 | 1107708304 | 1107708304 | 2025-05-31 | 2 Years | 2025-06-04 | 2027-06-03 | Yearly
1042 | H30B100973 | ZUELLIG PHARMA SDN BHD, FRESENIUS KABI MALAYSIA | BA | BEMS | 13215 | Infusion Pumps, General-Purpose |  | 81353964 | FINGER |  |  | INFUSIA VP7S | FRESENIUS KABI | WARD 8 | L08 | Equipment room | 2900 | 2024-01-01 | PCS 15560 | 2024-11-16 | 1107708304 | 1107708304 | 2025-05-31 | 2 Years | 2025-06-04 | 2027-06-03 | Yearly
1043 | H30B100974 | ZUELLIG PHARMA SDN BHD, FRESENIUS KABI MALAYSIA | BA | BEMS | 13215 | Infusion Pumps, General-Purpose |  | 81353951 | FINGER |  |  | INFUSIA VP7S | FRESENIUS KABI | WARD 9 | L09 | Equipment room | 2900 | 2024-01-01 | PCS 15559 | 2024-11-16 | 1107794060 | 1107794060 | 2025-06-04 | 2 Years | 2025-06-04 | 2027-06-03 | Yearly
1044 | H30B100975 | ZUELLIG PHARMA SDN BHD, FRESENIUS KABI MALAYSIA | BA | BEMS | 13215 | Infusion Pumps, General-Purpose |  | 81353956 | FINGER |  |  | INFUSIA VP7S | FRESENIUS KABI | WARD 9 | L09 | Equipment room | 2900 | 2024-01-01 | PCS 15559 | 2024-11-16 | 1107794060 | 1107794060 | 2025-06-04 | 2 Years | 2025-06-04 | 2027-06-03 | Yearly
1045 | H30B100976 | ZUELLIG PHARMA SDN BHD, FRESENIUS KABI MALAYSIA | BA | BEMS | 13215 | Infusion Pumps, General-Purpose |  | 81353957 | FINGER |  |  | INFUSIA VP7S | FRESENIUS KABI | WARD 9 | L09 | Equipment room | 2900 | 2024-01-01 | PCS 15559 | 2024-11-16 | 1107794060 | 1107794060 | 2025-06-04 | 2 Years | 2025-06-04 | 2027-06-03 | Yearly
1046 | H30B100977 | ZUELLIG PHARMA SDN BHD, FRESENIUS KABI MALAYSIA | BA | BEMS | 13215 | Infusion Pumps, General-Purpose |  | 81353958 | FINGER |  |  | INFUSIA VP7S | FRESENIUS KABI | WARD 9 | L09 | Equipment room | 2900 | 2024-01-01 | PCS 15559 | 2024-11-16 | 1107794060 | 1107794060 | 2025-06-04 | 2 Years | 2025-06-04 | 2027-06-03 | Yearly
1047 | H30B100978 | ZUELLIG PHARMA SDN BHD, FRESENIUS KABI MALAYSIA | BA | BEMS | 13215 | Infusion Pumps, General-Purpose |  | 81353959 | FINGER |  |  | INFUSIA VP7S | FRESENIUS KABI | WARD 9 | L09 | Equipment room | 2900 | 2024-01-01 | PCS 15559 | 2024-11-16 | 1107794060 | 1107794060 | 2025-06-04 | 2 Years | 2025-06-04 | 2027-06-03 | Yearly
1048 | H30B100979 | ZUELLIG PHARMA SDN BHD, FRESENIUS KABI MALAYSIA | BA | BEMS | 13215 | Infusion Pumps, General-Purpose |  | 81353960 | FINGER |  |  | INFUSIA VP7S | FRESENIUS KABI | WARD 9 | L09 | Equipment room | 2900 | 2024-01-01 | PCS 15559 | 2024-11-16 | 1107794060 | 1107794060 | 2025-06-04 | 2 Years | 2025-06-04 | 2027-06-03 | Yearly
1049 | H30B100980 | ZUELLIG PHARMA SDN BHD, FRESENIUS KABI MALAYSIA | BA | BEMS | 13215 | Infusion Pumps, General-Purpose |  | 81353965 | FINGER |  |  | INFUSIA VP7S | FRESENIUS KABI | WARD 9 | L09 | Equipment room | 2900 | 2024-01-01 | PCS 15559 | 2024-11-16 | 1107794060 | 1107794060 | 2025-06-04 | 2 Years | 2025-06-04 | 2027-06-03 | Yearly
1116 | H30B100981 | IMM HEALTHCARE SDN BHD | BA | BEMS | 17929 | Analyzers, Physiologic, Neuromuscular Function, Body Motion (Smart Balance) |  | S179542031W-1 | HOTCORE | GA6136223-123949 | 2028-03-11 | BTG-4 Smart Balance | HUR | REHAB | L03 | Gymnasium | 70000 | 2025-01-01 | PCS 17447 | 2025-04-09 | DO 25002 | INV 25008 | 2025-06-17 | 2 Years | 2025-06-17 | 2027-06-17 | Yearly
1120 | H30B100982 | TEEPHAM MEDICAL SDN BHD | BA | BEMS | 13462 | Scales, Infant (Diaper) |  | 8856057210127 | FINGER |  |  | Seca 856 | Seca | WARD 8 | L08 | Equipment room | 1100 | 2025-01-01 | PCS 15997 | 2024-12-12 | DO2506-2211 | TP2510612128 | 2025-06-25 | 2 Years | 2025-06-25 | 2027-06-24 | Yearly
1132 | H30B100983 | IHB HEALTHCARE SDN BHD | BA | BEMS | 25473 | Vein Finders, Infrared light |  | ESO83027 | FINGER | GA10967824-190086 | 2029-11-24 | QV-600 | QualMedi | WARD 8 | L08 | Equipment room | 10900 | 2025-01-01 | PCS 18666 | 2025-07-02 | 25070673 | INV25070673 | 2025-07-17 | 3 Years | 2025-07-17 | 2028-07-17 | Yearly
1134 | H30B100984 | FISHER SCIENTIFIC (22/8/2025) | BA | BEMS | 10780 | Centrifuges, Tabletop |  | 43268942 | FINGER |  |  | Thermo Scientific Medifuge | Thermo Scientific | OPD | L04 | Clinic Dr. Ahmad | 9345 | 2025-01-01 | PCS 16725 | 2025-02-14 | 0811044234 | 9288042454 | 2025-08-22 | 1 Year | 2025-08-22 | 2026-08-22 | Yearly
1136 | H30B100985 |  | BE | BEMS | 16156 | SPHYGMOMANOMETERS, ANEROID |  | 5B1123303 | FINGER |  |  | UM102 | A&D | WARD 8 | L08 | E trolley |  | 1899-12-31 | [8 empty] | Yearly
1137 | H30B100986 |  | BE | BEMS | 16156 | SPHYGMOMANOMETERS, ANEROID |  | 5B1123308 | FINGER |  |  | UM102 | A&D | WARD 9 | L09 | E trolley |  | 1899-12-31 | [8 empty] | Yearly
1138 | H30B100987 |  | BE | BEMS | 16156 | SPHYGMOMANOMETERS, ANEROID |  | 5B1123302 | FINGER |  |  | UM102 | A&D | WARD 9 | L09 | Equipment Room |  | 1899-12-31 | [8 empty] | Yearly
1140 | H30B100988 |  | BE | BEMS | 16156 | SPHYGMOMANOMETERS, ANEROID |  | 5B1123125 | HOTCORE |  |  | UM102 | A&D | CATH LAB | L05 | E trolley |  | 1899-12-31 | [8 empty] | Yearly
1142 | H30B100989 | SCHMIDT BIOMEDTECH SDN BHD | BA | BEMS | 25209 | Monitors, Physiologic, Vital Signs | HEHE0102042 | FU-28033584 | FINGER |  |  | VS-600 | Mindray | WARD 7 | L03 | Clinic Dr. Jeff | 5300 | 2022-01-01 | PCS 6509 |  | M13101252261 | M13101252261 | 2022-11-16 | 2 Years | 2022-11-16 | 2024-11-15 | Yearly
1143 | H30B100990 | SCHMIDT BIOMEDTECH SDN BHD | BA | BEMS | 25209 | Monitors, Physiologic, Vital Signs | HEHE0102040 | FU-28033583 | FINGER |  |  | VS-600 | Mindray | WARD 7 | L03 | Clinic Dr. Henry | 5300 | 2022-01-01 | PCS 6509 |  | M13101252261 | M13101252261 | 2022-11-16 | 2 Years | 2022-11-16 | 2024-11-15 | Yearly
1144 | H30B100991 | SCHMIDT BIOMEDTECH SDN BHD | BA | BEMS | 25209 | Monitors, Physiologic, Vital Signs | HEHE0102039 | FU-28033585 | FINGER |  |  | VS-600 | Mindray | OPD | L04 | Clinic Dr. Ezairy | 5300 | 2022-01-01 | PCS 6997 |  | M13101252260 | M13101252260 | 2022-11-16 | 2 Years | 2022-11-16 | 2024-11-15 | Yearly
1145 | H30B100992 | SCHMIDT BIOMEDTECH SDN BHD | BA | BEMS | 25209 | Monitors, Physiologic, Vital Signs | HEHE0102041 | FU-28033582 | FINGER |  |  | VS-600 | Mindray | WARD 7 | L07 | Ward 7 | 5300 | 2022-01-01 | PCS 6509 |  | M13101252261 | M13101252261 | 2022-11-16 | 2 Years | 2022-11-16 | 2024-11-15 | Yearly
1163 | H30B100993 | PRIMARY PRIORITY TECHNOLOGY SDN BHD | BA | BEMS | 12276 | WALL MOUNTED EXAMINATION LIGHT |  | S2G25K0003 | FINGER |  |  | S200 | LUVIS | OPD | L04 | CLINIC DR. AHMAD | 11800 | 2025-01-01 | PCS 19022 | 2025-07-24 | DO-2510-137 | INV-2510-137 | 2025-10-07 | 2 Years | 2025-10-07 | 2027-10-07 | Yearly
1172 | H30B100994 | TEEPHAM MEDICAL SDN BHD | BA | BEMS | 13461 | Scales, Patient, Floor |  | 10000001536811 | FINGER |  |  | 777 | Seca | OPD | L04 | Opthal Clinic | 3900 | 2025-01-01 | PCS 20164 | 2025-10-02 | DO2510-0608 | TP25/10/3120 | 2025-12-19 | 2 Years | 2025-12-19 | 2027-12-18 | Yearly
1173 | H30B100995 | SCHMIDT BIOMEDTECH SDN BHD | BA | BEMS | 25209 | VITAL SIGN MONITOR |  | FU-4A041033 | FINGER |  |  | VS600 | Mindray | OPD | L04 | Opthal Clinic | 4401 | 2025-01-01 | PCS 20163 | 2025-10-02 | M13-50030005 | M13-SI25019952 | 2025-12-24 | 2 Years | 2025-12-24 | 2027-12-23 | Half-Yearly
1177 | H30B100996 | SCHMIDT BIOMEDTECH SDN BHD | BA | BEMS | 12636 | Physiologic Monitoring Systems |  | AC6-59077050 | FINGER |  |  | EPM 12 | Mindray | WARD 6 | L06 | WARD 6 | 9234 | 2025-01-01 | 20990 | 2025-11-17 | M13-50030634 | M13-SI25020581 | 2025-12-31 | 2 Years | 2025-12-31 | 2027-12-31 | Half-Yearly
1178 | H30B100997 | IDS MEDICAL SYSTEMS SDN BHD | BA | BEMS | 13462 | Scales, Patient, Floor | HEHE0102029 | 10000000798302 | FINGER |  |  | Seca 334 | Seca | OPD | L04 | - | 3830 | 2022-01-01 | PCS 6999 | 2022-09-22 | DN90010349 | UG90007342 | 2022-10-03 | 2 Years | 2022-10-03 | 2024-10-02 | Yearly
1179 | H30B100998 | IDS MEDICAL SYSTEMS SDN BHD | BA | BEMS | 13462 | Scales, Patient, Floor | HEHE0102030 | 10000000798304 | FINGER |  |  | Seca 334 | Seca | OPD | L04 | - | 3830 | 2022-01-01 | PCS 6999 | 2022-09-22 | DN90010349 | UG90007342 | 2022-10-03 | 2 Years | 2022-10-03 | 2024-10-02 | Yearly
1180 | H30B100999 |  | BA | BEMS | 17908 | Ultrasound Therapy Systems, Physical Therapy | HEHE0101240 | 39308 | HOTCORE |  |  | Sonopuls 490 | Enraf-Nonius | REHAB | L03 | Electrotherapy | 9225 | 2019-01-01 | PCS 715 | 2019-07-03 |  | UG80052067 | 2019-08-26
1181 | H30B101000 | SCHMIDT BIOMEDTECH SDN BHD | BA | BEMS | 25209 | Monitors, Physiologic, Vital Signs | HEHE0102037 | FU-2A033980 | FINGER |  |  | VS-600 | Mindray | OPD | L04 | - | 5300 | 2022-01-01 | PCS 6997 |  | M13101252260 | M13101252260 | 2022-11-16 | 2 Years | 2022-11-16 | 2024-11-15 | Yearly
1268 | H30B101001 | TEEPHAM MEDICAL SDN BHD | BA | BEMS | 13462 | Scales, Patient, Floor |  | C25037120 | FINGER |  |  | MS 3450 | CHARDER | OPD | L04 | Clinic Dr. Hadi | 2415 | 2026-01-01 | PCS 23131 | 2026-03-18 | DO2604-0604 | TP26/04/0502 | 2026-04-09 | 1 Year | 2026-04-09 | 2027-04-08 | Yearly
1269 | H30B101002 | TEEPHAM MEDICAL SDN BHD | BA | BEMS | 13462 | Scales, Patient, Floor |  | C26004663 | FINGER |  |  | MS 3450 | CHARDER | OPD | L04 | Clinic Dr. Ezainy | 2415 | 2026-01-01 | PCS 23131 | 2026-03-18 | DO2604-0604 | TP26/04/0502 | 2026-04-09 | 1 Year | 2026-04-09 | 2027-04-08 | Yearly
1270 | H30B101003 | TEEPHAM MEDICAL SDN BHD | BA | BEMS | 13462 | Scales, Patient, Floor |  | C25037142 | FINGER |  |  | MS 3450 | CHARDER | OPD | L06 | New Clinic | 2415 | 2026-01-01 | PCS 23144 | 2026-03-18 | DO2604-0151 | TP26/04/0086 | 2026-04-09 | 1 Year | 2026-04-09 | 2027-04-08 | Yearly
1271 | H30B101004 | TEEPHAM MEDICAL SDN BHD | BA | BEMS | 13460 | Scales, Patient, Chair |  | MA12570173 | FINGER |  |  | MS 5460 | CHARDER | OPD | L06 | New Clinic | 4690 | 2026-01-01 | PCS 23054 | 2026-03-13 | DO2603-3059 | TP26/03/2984 | 2026-04-09 | 1 Year | 2026-04-09 | 2027-04-08 | Yearly
1272 | H30B101005 | ONE HEART MEDIC SDN BHD | BA | BEMS | 16231 | Electrocardiographs, Multichannel, Interpretative |  | 361209-M25809930006 | FINGER |  |  | SE1201 Pro | Edan | WARD 6 | L06 | Treatment Room | 12000 | 2026-01-01 | PCS 23746 | 2026-04-30 | DO-00915 | IV-00915 | 2026-04-20 | 2 Year | 2026-04-20 | 2028-04-20 | Half-Yearly
1276 | H30B101006 | GLOBAL HEALTHCARE LOGISTICS (M) SDN BHD | BA | BEMS | 13215 | Infusion Pumps, General-Purpose |  | 81384948 | FINGER |  |  | Infusia VP7s | Fresenius Kabi | OPD | L06 | New Clinic | 3500 | 2026-01-01 | PCS 23142 | 2026-03-18 | DO008202 | SI008304 | 2026-04-22 | 1 Year | 2026-04-22 | 2027-04-22 | Yearly
1277 | H30B101007 | GLOBAL HEALTHCARE LOGISTICS (M) SDN BHD | BA | BEMS | 13215 | Infusion Pumps, General-Purpose |  | 81384971 | FINGER |  |  | Infusia VP7s | Fresenius Kabi | OPD | L06 | New Clinic | 3500 | 2026-01-01 | PCS 23142 | 2026-03-18 | DO008202 | SI008304 | 2026-04-22 | 1 Year | 2026-04-22 | 2027-04-22 | Yearly
1278 | H30B101008 | GLOBAL HEALTHCARE LOGISTICS (M) SDN BHD | BA | BEMS | 13215 | Infusion Pumps, General-Purpose |  | 81384979 | FINGER |  |  | Infusia VP7s | Fresenius Kabi | OPD | L06 | New Clinic | 3500 | 2026-01-01 | PCS 23142 | 2026-03-18 | DO008202 | SI008304 | 2026-04-22 | 1 Year | 2026-04-22 | 2027-04-22 | Yearly
1279 | H30B101009 | WELLMEDIC HEALTHCARE SDN BHD | BA | BEMS | 17663 | Endoscopy Camera System Gastroscope |  | RG402K209 | HOTCORE |  |  | EG-760R | Fujifilm | ENDOSCOPY | L03 | Scope Room 1 | 118675 | 2026-01-01 | PCS 23839 | 2026-04-23 | DO-03338 | IV-03338 | 2026-04-28 | 1 Year | 2026-04-28 | 2027-04-28 | Yearly
1280 | H30B101010 | WELLMEDIC HEALTHCARE SDN BHD | BA | BEMS | 17665 | Endoscopy Camera System Colonoscope |  | MC729K513 | HOTCORE |  |  | EC-760R-V/L | Fujifilm | ENDOSCOPY | L03 | Scope Room 1 | 130150 | 2026-01-01 | PCS 23839 | 2026-04-23 | DO-03338 | IV-03338 | 2026-04-28 | 1 Year | 2026-04-28 | 2027-04-28 | Yearly
1281 | H30B101011 | INTERSCIENCE SDN BHD | BA | BEMS | 13461 | Scales, Patient, Floor |  | 1000001831140 | FINGER |  |  | 777 | Seca | OPD | L06 | New Clinic | 3150 | 2026-01-01 | PCS 23053 | 2026-03-13 | MISCM2604SIN00609 | MISCM2604SIN00609 | 2026-05-07 | 2 Years | 2026-05-07 | 2028-05-07 | Yearly
1282 | H30B101012 | MKS MEDIC SDN BHD | BA | BEMS | 14308 | Uroflowmeters |  | UCIU5-30030565 | FINGER | GB6223524-157211 | 2028-12-27 | Urocap IV | Laborie Medical | OPD | L04 | Clinic Dr. Hadi | 38000 | 2026-01-01 | PCS 23931 | 2026-04-27 | 000171518-A | 000171518-A | 2026-05-19 | 2 Years | 2026-05-19 | 2028-05-19 | Yearly
1286 | H30B101013 | HUMEDICAL (M) SDN BHD | BA | BEMS | 17954 | Microdebrider |  | NTC81761 | HOTCORE |  |  | EC300 | Medtronic | OT | L05 | Equipment Bay | 150000 | 2026-01-01 | PCS 23878 | 2026-07-28 | 179091 | 179091 | 2026-05-28 | 1 YEARS | 2026-05-28 | 2027-05-28 | Half-Yearly
1287 | H30B101014 | OTICON MALAYSIA SDN BHD | BA | BEMS | 10229 | Audiometric Booths | HEHE0102051 | IAB/22/157 | FINGER |  |  | NA | ISTIQ | AUDIOLOGY | L03 | Audiology | 20000 | 2022-01-01 | PCS 6241 |  |  | CORP62085 | 2022-09-05 |  |  |  | Yearly
1288 | H30B101015 | T&C CAST CUTTER DR. EZAINY | BA | BEMS | 16340 | Cast Cutters, Electric |  | 25/441528 & 25/472460 | FINGER | GA4439423-128609 | 2028-04-17 | CC7 | De-Soutter | OPD | L04 | Clinic Dr. Ezainy | 24000 | 2026-01-01 | PCS 24772 | 2026-06-02 | NS/INV/0033/2025 | NS/INV/0033/2025 | 2026-06-11 | 2 YEARS | 2026-06-11 | 2028-06-10 | YEARLY
1291 | H30B101016 | T&C ECG MACHINE OPD | BA | BEMS | 16231 | Electrocardiographs, Multichannel, Interpretative |  | 361209-M25809930003 | FINGER | GB8627323-130794 | 2028-05-07 | SE 1201 Pro | EDAN | OPD | L06 | Procedure Room | 12000 | 2026-01-01 | 24439 | 2026-05-19 | DO 01011 | IN 01011 | 2026-06-22 | 2 YEARS | 2026-06-22 | 2028-06-22 | Half-Yearly
1292 | H30B101017 | T&C INFUSION PUMP WARD 8 | BA | BEMS | 13215 | Infusion Pumps, General-Purpose |  | 81429707 | FINGER | GC1723220-42588 | 2030-04-16 | VP7S | Fresenius Kabi | WARD 8 | L08 | Equipment Room | 3300 | 2026-01-01 | PCS 23226 | 2026-03-27 | DO 008405 | SI 008560 | 2026-06-23 | 1 YEAR | 2026-06-23 | 2027-06-23 | Yearly
1293 | H30B101018 | T&C INFUSION PUMP WARD 8 | BA | BEMS | 13215 | Infusion Pumps, General-Purpose |  | 81429710 | FINGER | GC1723220-42588 | 2030-04-16 | VP7S | Fresenius Kabi | WARD 8 | L08 | Equipment Room | 3300 | 2026-01-01 | PCS 23226 | 2026-03-27 | DO 008405 | SI 008560 | 2026-06-23 | 1 YEAR | 2026-06-23 | 2027-06-23 | Yearly
1294 | H30B101019 | T&C INFUSION PUMP WARD 8 | BA | BEMS | 13215 | Infusion Pumps, General-Purpose |  | 81429711 | FINGER | GC1723220-42588 | 2030-04-16 | VP7S | Fresenius Kabi | WARD 8 | L08 | Equipment Room | 3300 | 2026-01-01 | PCS 23226 | 2026-03-27 | DO 008405 | SI 008560 | 2026-06-23 | 1 YEAR | 2026-06-23 | 2027-06-23 | Yearly
1295 | H30B101020 | T&C INFUSION PUMP WARD 8 | BA | BEMS | 13215 | Infusion Pumps, General-Purpose |  | 81429716 | FINGER | GC1723220-42588 | 2030-04-16 | VP7S | Fresenius Kabi | WARD 8 | L08 | Equipment Room | 3300 | 2026-01-01 | PCS 23226 | 2026-03-27 | DO 008405 | SI 008560 | 2026-06-23 | 1 YEAR | 2026-06-23 | 2027-06-23 | Yearly
1296 | H30B101021 | T&C INFUSION PUMP WARD 8 | BA | BEMS | 13215 | Infusion Pumps, General-Purpose |  | 81429717 | FINGER | GC1723220-42588 | 2030-04-16 | VP7S | Fresenius Kabi | WARD 8 | L08 | Equipment Room | 3300 | 2026-01-01 | PCS 23226 | 2026-03-27 | DO 008405 | SI 008560 | 2026-06-23 | 1 YEAR | 2026-06-23 | 2027-06-23 | Yearly
1297 | H30B101022 | T&C INFUSION PUMP WARD 8 | BA | BEMS | 13215 | Infusion Pumps, General-Purpose |  | 81429719 | FINGER | GC1723220-42588 | 2030-04-16 | VP7S | Fresenius Kabi | WARD 8 | L08 | Equipment Room | 3300 | 2026-01-01 | PCS 23226 | 2026-03-27 | DO 008405 | SI 008560 | 2026-06-23 | 1 YEAR | 2026-06-23 | 2027-06-23 | Yearly
1298 | H30B101023 | T&C INFUSION PUMP WARD 8 | BA | BEMS | 13215 | Infusion Pumps, General-Purpose |  | 81429724 | FINGER | GC1723220-42588 | 2030-04-16 | VP7S | Fresenius Kabi | WARD 8 | L08 | Equipment Room | 3300 | 2026-01-01 | PCS 23226 | 2026-03-27 | DO 008405 | SI 008560 | 2026-06-23 | 1 YEAR | 2026-06-23 | 2027-06-23 | Yearly
1299 | H30B101024 | T&C INFUSION PUMP WARD 8 | BA | BEMS | 13215 | Infusion Pumps, General-Purpose |  | 81429728 | FINGER | GC1723220-42588 | 2030-04-16 | VP7S | Fresenius Kabi | WARD 8 | L08 | Equipment Room | 3300 | 2026-01-01 | PCS 23226 | 2026-03-27 | DO 008405 | SI 008560 | 2026-06-23 | 1 YEAR | 2026-06-23 | 2027-06-23 | Yearly
1300 | H30B101025 | LAC MEDICAL SUPPLIES SDN BHD. | BA | BEMS | 15976 | Scanning Systems, Ultrasonic, General Purpose |  | S4BYM3HL50000 | HOTCORE | GB2572122-95534 | 2027-06-19 | V8 | SAMSUNG | DIS | L01 | DIS | 430000 | 2026-01-01 | PCS 24517 | 2026-05-21 | 1010744 | ARI 1009685 | 2026-07-02 | 2 YEARS | 2022-09-12 | 2024-09-11 | Half-Yearly