## Sheet1
No. | Asset No | Group Code/UMDNS | Service | Trade | System Code | Status | Critical Factor | Hospital | Work Group | Short Description | Long Description | Block/Building | Asset Location | Floor/Level | Permanent ID | Parent Flag/ID | Parent ID | Barcode Print Count | Asset Owner | Asset Cost | MTD Labor Cost | MTD Material Cost | MTD Contract Cost | YTD Labor Cost | YTD Material Cost | YTD Contract Cost | LTD Labor Cost | LTD Material Cost | LTD Contract Cost | Residual Value | Warranty End Date | Purchase Date | Expected Life (Year) | Labor Account | Material Account | Contract Type | Room Code | Space Code | Space Type | Space Use | Space Category | User Area/Dept | Asset Number File | UDF Text 7 | Space Restriction | J.I. Inspected | Varchar10 | Total Size (m2) | Total Area (ft) | Roll up Size (SF) | MFA(D) | IGA | UDF Date1 | UDF Date2 | UDF Date3 | UDF Date4 | UDF Date5 | UDF Note1 | Warranty Notes | Created By | Created Date | Assigned To | Manufacturer/Brand | Model Number | Serial No | Department Description | Asset BI Description | Asset BM Description | Asset Equipment? | Trade | With Schedule Maintenance | Asset Number File | Supplier | Supplier Name | PO/LOA Number | Manufacturer Country | Country of Origin | Sevice Vendor | Warranty Type | Warranty Terms | Varchar19 | Varchar20 | Varchar21 | Varchar22 | Warranty Start Date | UDF Date7 | Manufactured Date | PO Date | T&&C Date | Hospital Name | FREQ | JAN | FEB | MAR | APR | MAY | JUN | JUL | AUG | SEP | OCT | NOV | DEC | LAST PPM | NEXT PPM | UPDATED FREQ | JAN | FEB | MAR | APR | MAY | JUN | JUL | AUG | SEP | OCT | NOV | DEC | LAST PPM | NEXT PPM | STATUS
1 | H07B100001 | 15613 | BEMS | B | - | ACT | C | H07 | BEMS | VENTILATORS | VENTILATORS | BA | ICU | L01 | ISH/BE/00356 | 0 |  | 0 | HOSPITAL | 120000 | 0 | 0 | 0 | 0 | 0 | 0 | 0 | 0 | 0 | 0 | 2005-08-01 | 1900-01-01 | 20 | [8 empty] | ICU |  |  |  | 0 | 0 | [12 empty] | admin | 2024-12-12 14:25 |  | MAQUET | SERVO-I | 12770 | INTENSIVE CARE UNIT SERVICES |  |  | 1 | B | 1 |  | SCHMIST SCIENTIFIC SDN BHD | SCHMIST SCIENTIFIC SDN BHD |  | SWITZERLAND |  | IDS MEDICAL SYSTEM (M) SDN BHD |  |  | 0 | 0 | 0 | 0 |  |  |  |  | 2004-12-08 | KPJ Ipoh Specialist Hospital | 2 | [12 empty] | 2025-11-01 | 2026-05-01 | bar: MAY; NOV
2 | H07B100002 | 15613 | BEMS | B | - | ACT | C | H07 | BEMS | VENTILATORS | VENTILATORS | BA | ICU | L01 | ISH/BE/00363 | 0 |  | 0 | HOSPITAL | 120000 | 0 | 0 | 0 | 0 | 0 | 0 | 0 | 0 | 0 | 0 | 2008-12-01 | 1900-01-01 | 17 | [8 empty] | ICU |  |  |  | 0 | 0 | [12 empty] | admin | 2024-12-12 14:25 |  | MAQUET | SERVO-I | 32164 | INTENSIVE CARE UNIT SERVICES |  |  | 1 | B | 1 |  | SUP100018 | IDS MEDICAL SYSTEM (M) SDN BHD |  | SWITZERLAND |  | IDS MEDICAL SYSTEM (M) SDN BHD |  |  | 0 | 0 | 0 | 0 |  |  |  |  | 2007-12-28 | KPJ Ipoh Specialist Hospital | 2 | [12 empty] | 2025-11-01 | 2026-05-01 | bar: MAY; NOV
3 | H07B100003 | 15613 | BEMS | B | - | ACT | C | H07 | BEMS | VENTILATORS | VENTILATORS | BA | ICU | L01 | ISH/BE/00946 | 0 |  | 0 | HOSPITAL | 120000 | 0 | 0 | 0 | 0 | 0 | 0 | 0 | 0 | 0 | 0 | 2013-02-01 | 1900-01-01 | 13 | [8 empty] | ICU |  |  |  | 0 | 0 | [12 empty] | admin | 2024-12-12 14:25 |  | MAQUET | SERVO-I | 49657 | INTENSIVE CARE UNIT SERVICES |  |  | 1 | B | 1 |  | SUP100018 | IDS MEDICAL SYSTEM (M) SDN BHD |  | SWITZERLAND |  | IDS MEDICAL SYSTEM (M) SDN BHD |  |  | 0 | 0 | 0 | 0 |  |  |  |  | 2011-02-17 | KPJ Ipoh Specialist Hospital | 2 | [12 empty] | 2025-11-01 | 2026-05-01 | bar: MAY; NOV
4 | H07B100004 | 15613 | BEMS | B | - | ACT | C | H07 | BEMS | VENTILATORS | VENTILATORS | BA | ICU | L01 | ISH/BE/00947 | 0 |  | 0 | HOSPITAL | 120000 | 0 | 0 | 0 | 0 | 0 | 0 | 0 | 0 | 0 | 0 | 2013-02-01 | 1900-01-01 | 13 | [8 empty] | ICU |  |  |  | 0 | 0 | [12 empty] | admin | 2024-12-12 14:25 |  | MAQUET | SERVO-I | 49658 | INTENSIVE CARE UNIT SERVICES |  |  | 1 | B | 1 |  | SUP100018 | IDS MEDICAL SYSTEM (M) SDN BHD |  | SWITZERLAND |  | IDS MEDICAL SYSTEM (M) SDN BHD |  |  | 0 | 0 | 0 | 0 |  |  |  |  | 2011-02-17 | KPJ Ipoh Specialist Hospital | 2 | [12 empty] | 2025-11-01 | 2026-05-01 | bar: MAY; NOV
5 | H07B100005 | 15613 | BEMS | B | - | ACT | C | H07 | BEMS | VENTILATORS | VENTILATORS | BA | ICU | L01 | ISH/BE/00948 | 0 |  | 0 | HOSPITAL | 120000 | 0 | 0 | 0 | 0 | 0 | 0 | 0 | 0 | 0 | 0 | 2013-02-01 | 1900-01-01 | 13 | [8 empty] | ICU |  |  |  | 0 | 0 | [12 empty] | admin | 2024-12-12 14:25 |  | MAQUET | SERVO-I | 49660 | INTENSIVE CARE UNIT SERVICES |  |  | 1 | B | 1 |  | SUP100018 | IDS MEDICAL SYSTEM (M) SDN BHD |  | SWITZERLAND |  | IDS MEDICAL SYSTEM (M) SDN BHD |  |  | 0 | 0 | 0 | 0 |  |  |  |  | 2011-02-17 | KPJ Ipoh Specialist Hospital | 2 | [12 empty] | 2025-11-01 | 2026-05-01 | bar: MAY; NOV
6 | H07B100006 | 15613 | BEMS | B | - | ACT | C | H07 | BEMS | VENTILATORS | VENTILATORS | BA | ICU | L01 | ISH/BE/01007 | 0 |  | 0 | HOSPITAL | 105000 | 0 | 0 | 0 | 0 | 0 | 0 | 0 | 0 | 0 | 0 | 2013-08-01 | 1900-01-01 | 13 | [8 empty] | ICU |  |  |  | 0 | 0 | [12 empty] | admin | 2024-12-12 14:25 |  | MAQUET | SERVO-I | 45171 | INTENSIVE CARE UNIT SERVICES |  |  | 1 | B | 1 |  | SUP100018 | IDS MEDICAL SYSTEM (M) SDN BHD |  | SWITZERLAND |  | IDS MEDICAL SYSTEM (M) SDN BHD |  |  | 0 | 0 | 0 | 0 |  |  |  |  | 2011-08-19 | KPJ Ipoh Specialist Hospital | 2 | [12 empty] | 2025-11-01 | 2026-05-01 | bar: MAY; NOV
7 | H07B100007 | 15613 | BEMS | B | - | ACT | C | H07 | BEMS | VENTILATORS | VENTILATORS | BA | ICU | L01 | ISH/BE/01296 | 0 |  | 0 | HOSPITAL | 114800 | 0 | 0 | 0 | 0 | 0 | 0 | 0 | 0 | 0 | 0 | 2017-10-01 | 1900-01-01 | 9 | [8 empty] | ICU |  |  |  | 0 | 0 | [12 empty] | admin | 2024-12-12 14:25 |  | MAQUET | SERVO-I | 79403 | INTENSIVE CARE UNIT SERVICES |  |  | 1 | B | 1 |  | SUP100018 | IDS MEDICAL SYSTEM (M) SDN BHD | STOR121184(FA) | SWITZERLAND |  | IDS MEDICAL SYSTEM (M) SDN BHD |  |  | 0 | 0 | 0 | 0 |  |  |  |  | 2015-10-22 | KPJ Ipoh Specialist Hospital | 2 | [12 empty] | 2025-07-01 | 2026-01-01 | bar: JAN; JUL
8 | H07B100008 | 15613 | BEMS | B | - | ACT | C | H07 | BEMS | VENTILATORS | VENTILATORS | BA | ICU | L01 | ISH/BE/01297 | 0 |  | 0 | HOSPITAL | 114800 | 0 | 0 | 0 | 0 | 0 | 0 | 0 | 0 | 0 | 0 | 2017-10-01 | 1900-01-01 | 9 | [8 empty] | ICU |  |  |  | 0 | 0 | [12 empty] | admin | 2024-12-12 14:25 |  | MAQUET | SERVO-I | 79402 | INTENSIVE CARE UNIT SERVICES |  |  | 1 | B | 1 |  | SUP100018 | IDS MEDICAL SYSTEM (M) SDN BHD | STOR121184(FA) | SWITZERLAND |  | IDS MEDICAL SYSTEM (M) SDN BHD |  |  | 0 | 0 | 0 | 0 |  |  |  |  | 2015-10-22 | KPJ Ipoh Specialist Hospital | 2 | [12 empty] | 2025-07-01 | 2026-01-01 | bar: JAN; JUL
9 | H07B100009 | 15613 | BEMS | B | - | ACT | C | H07 | BEMS | VENTILATORS | VENTILATORS | BA | ICU | L01 | ISH/BE/01298 | 0 |  | 0 | HOSPITAL | 114800 | 0 | 0 | 0 | 0 | 0 | 0 | 0 | 0 | 0 | 0 | 2017-10-01 | 1900-01-01 | 9 | [8 empty] | ICU |  |  |  | 0 | 0 | [12 empty] | admin | 2024-12-12 14:25 |  | MAQUET | SERVO-I | 79405 | INTENSIVE CARE UNIT SERVICES |  |  | 1 | B | 1 |  | SUP100018 | IDS MEDICAL SYSTEM (M) SDN BHD | 6750 | SWITZERLAND |  | IDS MEDICAL SYSTEM (M) SDN BHD |  |  | 0 | 0 | 0 | 0 |  |  |  |  | 2015-10-22 | KPJ Ipoh Specialist Hospital | 2 | [12 empty] | 2025-07-01 | 2026-01-01 | bar: JAN; JUL
10 | H07B100010 | 15613 | BEMS | B | - | ACT | C | H07 | BEMS | VENTILATORS | VENTILATORS | BA | ICU | L01 | ISH/BE/01299 | 0 |  | 0 | HOSPITAL | 114800 | 0 | 0 | 0 | 0 | 0 | 0 | 0 | 0 | 0 | 0 | 2017-10-01 | 1900-01-01 | 9 | [8 empty] | ICU |  |  |  | 0 | 0 | [12 empty] | admin | 2024-12-12 14:25 |  | MAQUET | SERVO-I | 79404 | INTENSIVE CARE UNIT SERVICES |  |  | 1 | B | 1 |  | SUP100018 | IDS MEDICAL SYSTEM (M) SDN BHD | STOR121184(FA) | SWITZERLAND |  | IDS MEDICAL SYSTEM (M) SDN BHD |  |  | 0 | 0 | 0 | 0 |  |  |  |  | 2015-10-22 | KPJ Ipoh Specialist Hospital | 2 | [12 empty] | 2025-07-01 | 2026-01-01 | bar: JAN; JUL
11 | H07B100011 | 15613 | BEMS | B | - | ACT | C | H07 | BEMS | VENTILATORS, PORTABLE | VENTILATORS, PORTABLE | BA | ICU | L01 | ISH/BE/01413 | 0 |  | 0 | HOSPITAL | 40000 | 0 | 0 | 0 | 0 | 0 | 0 | 0 | 0 | 0 | 0 | 2018-06-01 | 1900-01-01 | 8 | [8 empty] | ICU |  |  |  | 0 | 0 | [12 empty] | admin | 2024-12-12 14:25 |  | SMITHS MEDICAL | PARAPAC PLUS 310 | 1601352 | INTENSIVE CARE UNIT SERVICES |  |  | 1 | B | 1 |  | PERNIAGAAN MEGA MEDIK | PERNIAGAAN MEGA MEDIK | STOR132208(FA) | USA |  | PRIMED MEDICAL SDN BHD |  |  | 0 | 0 | 0 | 0 |  |  |  |  | 2016-06-02 | KPJ Ipoh Specialist Hospital | 1 | [12 empty] | 2025-10-01 | 2026-10-01 | bar: OCT
12 | H07B100012 | 10347 | BEMS | B | - | ACT | N | H07 | BEMS | ELECTRICAL BEDS | ELECTRICAL BEDS | BA | ICU | L01 | ISH/BE/00879 | 0 |  | 0 | HOSPITAL | 32000 | 0 | 0 | 0 | 0 | 0 | 0 | 0 | 0 | 0 | 0 | 2011-08-01 | 1900-01-01 | 14 | [8 empty] | ICU |  |  |  | 0 | 0 | [12 empty] | admin | 2024-12-12 14:25 |  | HILL-ROM | VC255 | L126AD6814 | INTENSIVE CARE UNIT SERVICES |  |  | 1 | B | 1 |  | ITL HEALTHCARE S.E.A. SDN BHD | ITL HEALTHCARE S.E.A. SDN BHD |  |  |  | PRINCIP ENGINEERING |  |  | 0 | 0 | 0 | 0 |  |  |  |  | 2010-11-08 | KPJ Ipoh Specialist Hospital | 1 | [12 empty] | 2025-11-01 | 2026-11-01 | bar: NOV
13 | H07B100013 | 10347 | BEMS | B | - | CDM | N | H07 | BEMS | ELECTRICAL BEDS | ELECTRICAL BEDS | BA | ICU | L01 | ISH/BE/00880 | 0 |  | 0 | HOSPITAL | 24300 | 0 | 0 | 0 | 0 | 0 | 0 | 0 | 0 | 0 | 0 | 2011-08-01 | 1900-01-01 | 14 | [8 empty] | ICU |  |  |  | 0 | 0 | [12 empty] | admin | 2024-12-12 14:25 |  | HILL-ROM | ES200 | L125AP5586 | INTENSIVE CARE UNIT SERVICES |  |  | 1 | B | 1 |  | ITL HEALTHCARE S.E.A. SDN BHD | ITL HEALTHCARE S.E.A. SDN BHD |  |  |  | PRINCIP ENGINEERING |  |  | 0 | 0 | 0 | 0 |  |  |  |  | 2010-11-08 | KPJ Ipoh Specialist Hospital
14 | H07B100014 | 10347 | BEMS | B | - | CDM | N | H07 | BEMS | ELECTRICAL BEDS | ELECTRICAL BEDS | BA | ICU | L01 | ISH/BE/00881 | 0 |  | 0 | HOSPITAL | 32000 | 0 | 0 | 0 | 0 | 0 | 0 | 0 | 0 | 0 | 0 | 2011-08-01 | 1900-01-01 | 14 | [8 empty] | ICU |  |  |  | 0 | 0 | [12 empty] | admin | 2024-12-12 14:25 |  | HILL-ROM | VC255 | L124AD6663 | INTENSIVE CARE UNIT SERVICES |  |  | 1 | B | 1 |  | ITL HEALTHCARE S.E.A. SDN BHD | ITL HEALTHCARE S.E.A. SDN BHD |  |  |  | PRINCIP ENGINEERING |  |  | 0 | 0 | 0 | 0 |  |  |  |  | 2010-11-08 | KPJ Ipoh Specialist Hospital
15 | H07B100015 | 10347 | BEMS | B | - | ACT | N | H07 | BEMS | ELECTRICAL BEDS | ELECTRICAL BEDS | BA | ICU | L01 | ISH/BE/00882 | 0 |  | 0 | HOSPITAL | 32000 | 0 | 0 | 0 | 0 | 0 | 0 | 0 | 0 | 0 | 0 | 2011-08-01 | 1900-01-01 | 14 | [8 empty] | ICU |  |  |  | 0 | 0 | [12 empty] | admin | 2024-12-12 14:25 |  | HILL-ROM | VC255 | L126AD6815 | INTENSIVE CARE UNIT SERVICES |  |  | 1 | B | 1 |  | ITL HEALTHCARE S.E.A. SDN BHD | ITL HEALTHCARE S.E.A. SDN BHD |  |  |  | PRINCIP ENGINEERING |  |  | 0 | 0 | 0 | 0 |  |  |  |  | 2010-11-08 | KPJ Ipoh Specialist Hospital | 1 | [12 empty] | 2025-11-01 | 2026-11-01 | bar: NOV
16 | H07B100016 | 10347 | BEMS | B | - | CDM | N | H07 | BEMS | ELECTRICAL BEDS | ELECTRICAL BEDS | BA | ICU | L01 | ISH/BE/00883 | 0 |  | 0 | HOSPITAL | 24300 | 0 | 0 | 0 | 0 | 0 | 0 | 0 | 0 | 0 | 0 | 2011-08-01 | 1900-01-01 | 14 | [8 empty] | ICU |  |  |  | 0 | 0 | [12 empty] | admin | 2024-12-12 14:25 |  | HILL-ROM | ES200 | L125AP5585 | INTENSIVE CARE UNIT SERVICES |  |  | 1 | B | 1 |  | ITL HEALTHCARE S.E.A. SDN BHD | ITL HEALTHCARE S.E.A. SDN BHD |  |  |  | PRINCIP ENGINEERING |  |  | 0 | 0 | 0 | 0 |  |  |  |  | 2010-11-08 | KPJ Ipoh Specialist Hospital
17 | H07B100017 | 10347 | BEMS | B | - | ACT | N | H07 | BEMS | ELECTRICAL BEDS | ELECTRICAL BEDS | BA | ICU | L01 | ISH/BE/00885 | 0 |  | 0 | HOSPITAL | 24300 | 0 | 0 | 0 | 0 | 0 | 0 | 0 | 0 | 0 | 0 | 2011-08-01 | 1900-01-01 | 14 | [8 empty] | ICU |  |  |  | 0 | 0 | [12 empty] | admin | 2024-12-12 14:25 |  | HILL-ROM | ES200 | L125AP5584 | INTENSIVE CARE UNIT SERVICES |  |  | 1 | B | 1 |  | ITL HEALTHCARE S.E.A. SDN BHD | ITL HEALTHCARE S.E.A. SDN BHD |  |  |  | PRINCIP ENGINEERING |  |  | 0 | 0 | 0 | 0 |  |  |  |  | 2010-11-08 | KPJ Ipoh Specialist Hospital | 1 | [12 empty] | 2025-11-01 | 2026-11-01 | bar: NOV
18 | H07B100018 | 10347 | BEMS | B | - | CDM | N | H07 | BEMS | ELECTRICAL BEDS | ELECTRICAL BEDS | BA | ICU | L01 | ISH/BE/00886 | 0 |  | 0 | HOSPITAL | 32000 | 0 | 0 | 0 | 0 | 0 | 0 | 0 | 0 | 0 | 0 | 2011-08-01 | 1900-01-01 | 14 | [8 empty] | ICU |  |  |  | 0 | 0 | [12 empty] | admin | 2024-12-12 14:25 |  | HILL-ROM | VC255 | L126AD6813 | INTENSIVE CARE UNIT SERVICES |  |  | 1 | B | 1 |  | ITL HEALTHCARE S.E.A. SDN BHD | ITL HEALTHCARE S.E.A. SDN BHD |  |  |  | PRINCIP ENGINEERING |  |  | 0 | 0 | 0 | 0 |  |  |  |  | 2010-11-08 | KPJ Ipoh Specialist Hospital
19 | H07B100019 | 10347 | BEMS | B | - | ACT | N | H07 | BEMS | ELECTRICAL BEDS | ELECTRICAL BEDS | BA | ICU | L01 | ISH/BE/00887 | 0 |  | 0 | HOSPITAL | 32000 | 0 | 0 | 0 | 0 | 0 | 0 | 0 | 0 | 0 | 0 | 2011-08-01 | 1900-01-01 | 14 | [8 empty] | ICU |  |  |  | 0 | 0 | [12 empty] | admin | 2024-12-12 14:25 |  | HILL-ROM | VC255 | L124AD6664 | INTENSIVE CARE UNIT SERVICES |  |  | 1 | B | 1 |  | ITL HEALTHCARE S.E.A. SDN BHD | ITL HEALTHCARE S.E.A. SDN BHD |  |  |  | PRINCIP ENGINEERING |  |  | 0 | 0 | 0 | 0 |  |  |  |  | 2010-11-08 | KPJ Ipoh Specialist Hospital | 1 | [12 empty] | 2025-11-01 | 2026-11-01 | bar: NOV
20 | H07B100020 | 10347 | BEMS | B | - | ACT | N | H07 | BEMS | ELECTRICAL BEDS | ELECTRICAL BEDS | BA | ICU | L01 | ISH/BE/00888 | 0 |  | 0 | HOSPITAL | 24300 | 0 | 0 | 0 | 0 | 0 | 0 | 0 | 0 | 0 | 0 | 2011-08-01 | 1900-01-01 | 14 | [8 empty] | ICU |  |  |  | 0 | 0 | [12 empty] | admin | 2024-12-12 14:25 |  | HILL-ROM | ES200 | P281AM9271 | INTENSIVE CARE UNIT SERVICES |  |  | 1 | B | 1 |  | ITL HEALTHCARE S.E.A. SDN BHD | ITL HEALTHCARE S.E.A. SDN BHD |  |  |  | PRINCIP ENGINEERING |  |  | 0 | 0 | 0 | 0 |  |  |  |  | 2010-11-08 | KPJ Ipoh Specialist Hospital | 1 | [12 empty] | 2025-11-01 | 2026-11-01 | bar: NOV
21 | H07B100021 | 10347 | BEMS | B | - | ACT | N | H07 | BEMS | ELECTRICAL BEDS | ELECTRICAL BEDS | BA | ICU | L01 | ISH/BE/01208 | 0 |  | 0 | HOSPITAL | 32000 | 0 | 0 | 0 | 0 | 0 | 0 | 0 | 0 | 0 | 0 | 2016-12-01 | 1900-01-01 | 10 | [8 empty] | ICU |  |  |  | 0 | 0 | [12 empty] | admin | 2024-12-12 14:25 |  | HILL-ROM | VC255 | L323AD8100 | INTENSIVE CARE UNIT SERVICES |  |  | 1 | B | 1 |  | HEAL INTEGRATED SOLUTION SDN BHD | HEAL INTEGRATED SOLUTION SDN BHD | STOR 119323(FA) |  |  | PRINCIP ENGINEERING |  |  | 0 | 0 | 0 | 0 |  |  |  |  | 2014-12-30 | KPJ Ipoh Specialist Hospital | 1 | [12 empty] | 2025-11-01 | 2026-11-01 | bar: NOV
22 | H07B100022 | 10347 | BEMS | B | - | ACT | N | H07 | BEMS | ELECTRICAL BEDS | ELECTRICAL BEDS | BA | ICU | L01 | ISH/BE/01209 | 0 |  | 0 | HOSPITAL | 32000 | 0 | 0 | 0 | 0 | 0 | 0 | 0 | 0 | 0 | 0 | 2016-12-01 | 1900-01-01 | 10 | [8 empty] | ICU |  |  |  | 0 | 0 | [12 empty] | admin | 2024-12-12 14:25 |  | HILL-ROM | VC255 | P281AD7709 | INTENSIVE CARE UNIT SERVICES |  |  | 1 | B | 1 |  | HEAL INTEGRATED SOLUTION SDN BHD | HEAL INTEGRATED SOLUTION SDN BHD | STOR 119323(FA) |  |  | PRINCIP ENGINEERING |  |  | 0 | 0 | 0 | 0 |  |  |  |  | 2014-12-30 | KPJ Ipoh Specialist Hospital | 1 | [12 empty] | 2025-11-01 | 2026-11-01 | bar: NOV
23 | H07B100023 | 10347 | BEMS | B | - | CDM | N | H07 | BEMS | ELECTRICAL BEDS | ELECTRICAL BEDS | BA | ICU | L01 | ISH/BE/01210 | 0 |  | 0 | HOSPITAL | 32000 | 0 | 0 | 0 | 0 | 0 | 0 | 0 | 0 | 0 | 0 | 2016-12-01 | 1900-01-01 | 10 | [8 empty] | ICU |  |  |  | 0 | 0 | [12 empty] | admin | 2024-12-12 14:25 |  | HILL-ROM | VC255 | P281AD7705 | INTENSIVE CARE UNIT SERVICES |  |  | 1 | B | 1 |  | HEAL INTEGRATED SOLUTION SDN BHD | HEAL INTEGRATED SOLUTION SDN BHD | STOR 119323(FA) |  |  | PRINCIP ENGINEERING |  |  | 0 | 0 | 0 | 0 |  |  |  |  | 2014-12-30 | KPJ Ipoh Specialist Hospital
24 | H07B100024 | 12647 | BEMS | B | - | ACT | C | H07 | BEMS | PATIENT MONITORING SYSTEM, PORTABLE | PATIENT MONITORING SYSTEM, PORTABLE | BA | ICU | L01 | ISH/BE/00674 | 0 |  | 0 | HOSPITAL | 25000 | 0 | 0 | 0 | 0 | 0 | 0 | 0 | 0 | 0 | 0 | 2010-02-01 | 1900-01-01 | 15 | [8 empty] | ICU |  |  |  | 0 | 0 | [12 empty] | admin | 2024-12-12 14:25 |  | PHILIPS | M3002A | DE83619516 | INTENSIVE CARE UNIT SERVICES |  |  | 1 | B | 1 |  | SUP100018 | IDS MEDICAL SYSTEM (M) SDN BHD |  | GERMANY |  | PRINCIP ENGINEERING |  |  | 0 | 0 | 0 | 0 |  |  |  |  | 2009-02-13 | KPJ Ipoh Specialist Hospital | 2 | [12 empty] | 2025-08-01 | 2026-02-01 | bar: FEB; AUG
25 | H07B100025 | 12647 | BEMS | B | - | ACT | C | H07 | BEMS | PATIENT MONITORING SYSTEM | PATIENT MONITORING SYSTEM | BA | ICU | L01 | ISH/BE/01076 | 0 |  | 0 | HOSPITAL | 60720 | 0 | 0 | 0 | 0 | 0 | 0 | 0 | 0 | 0 | 0 | 2015-02-01 | 1900-01-01 | 11 | [8 empty] | ICU |  |  |  | 0 | 0 | [12 empty] | admin | 2024-12-12 14:25 |  | PHILIPS | 865241 MX700 | DE12510292 | INTENSIVE CARE UNIT SERVICES |  |  | 1 | B | 1 |  | SUP100018 | IDS MEDICAL SYSTEM (M) SDN BHD | STOR101239 | GERMANY |  | PRINCIP ENGINEERING |  |  | 0 | 0 | 0 | 0 |  |  |  |  | 2013-04-02 | KPJ Ipoh Specialist Hospital | 2 | [12 empty] | 2025-08-01 | 2026-02-01 | bar: FEB; AUG
26 | H07B100026 | 12647 | BEMS | B | - | ACT | C | H07 | BEMS | PATIENT MONITORING SYSTEM | PATIENT MONITORING SYSTEM | BA | ICU | L01 | ISH/BE/01077 | 0 |  | 0 | HOSPITAL | 60720 | 0 | 0 | 0 | 0 | 0 | 0 | 0 | 0 | 0 | 0 | 2015-02-01 | 1900-01-01 | 11 | [8 empty] | ICU |  |  |  | 0 | 0 | [12 empty] | admin | 2024-12-12 14:25 |  | PHILIPS | 865241 MX700 | DE12510294 | INTENSIVE CARE UNIT SERVICES |  |  | 1 | B | 1 |  | SUP100018 | IDS MEDICAL SYSTEM (M) SDN BHD | STOR101239 | GERMANY |  | PRINCIP ENGINEERING |  |  | 0 | 0 | 0 | 0 |  |  |  |  | 2013-04-02 | KPJ Ipoh Specialist Hospital | 2 | [12 empty] | 2025-08-01 | 2026-02-01 | bar: FEB; AUG
27 | H07B100027 | 12647 | BEMS | B | - | ACT | C | H07 | BEMS | PATIENT MONITORING SYSTEM | PATIENT MONITORING SYSTEM | BA | ICU | L01 | ISH/BE/01078 | 0 |  | 0 | HOSPITAL | 60720 | 0 | 0 | 0 | 0 | 0 | 0 | 0 | 0 | 0 | 0 | 2015-02-01 | 1900-01-01 | 11 | [8 empty] | ICU |  |  |  | 0 | 0 | [12 empty] | admin | 2024-12-12 14:25 |  | PHILIPS | 865241 MX700 | DE12510295 | INTENSIVE CARE UNIT SERVICES |  |  | 1 | B | 1 |  | SUP100018 | IDS MEDICAL SYSTEM (M) SDN BHD | STOR101239 | GERMANY |  | PRINCIP ENGINEERING |  |  | 0 | 0 | 0 | 0 |  |  |  |  | 2013-04-02 | KPJ Ipoh Specialist Hospital | 2 | [12 empty] | 2025-08-01 | 2026-02-01 | bar: FEB; AUG
28 | H07B100028 | 12647 | BEMS | B | - | ACT | C | H07 | BEMS | PATIENT MONITORING SYSTEM | PATIENT MONITORING SYSTEM | BA | ICU | L01 | ISH/BE/01079 | 0 |  | 0 | HOSPITAL | 60720 | 0 | 0 | 0 | 0 | 0 | 0 | 0 | 0 | 0 | 0 | 2015-02-01 | 1900-01-01 | 11 | [8 empty] | ICU |  |  |  | 0 | 0 | [12 empty] | admin | 2024-12-12 14:25 |  | PHILIPS | 865241 MX700 | DE12510289 | INTENSIVE CARE UNIT SERVICES |  |  | 1 | B | 1 |  | SUP100018 | IDS MEDICAL SYSTEM (M) SDN BHD | STOR101239 | GERMANY |  | PRINCIP ENGINEERING |  |  | 0 | 0 | 0 | 0 |  |  |  |  | 2013-04-02 | KPJ Ipoh Specialist Hospital | 2 | [12 empty] | 2025-08-01 | 2026-02-01 | bar: FEB; AUG
29 | H07B100029 | 12647 | BEMS | B | - | ACT | C | H07 | BEMS | PATIENT MONITORING SYSTEM | PATIENT MONITORING SYSTEM | BA | ICU | L01 | ISH/BE/01180 | 0 |  | 0 | HOSPITAL | 60720 | 0 | 0 | 0 | 0 | 0 | 0 | 0 | 0 | 0 | 0 | 2016-08-01 | 1900-01-01 | 10 | [8 empty] | ICU |  |  |  | 0 | 0 | [12 empty] | admin | 2024-12-12 14:25 |  | PHILIPS | 865241 MX700 | DE12524065 | INTENSIVE CARE UNIT SERVICES |  |  | 1 | B | 1 |  | SUP100018 | IDS MEDICAL SYSTEM (M) SDN BHD | STOR114989(FA) | GERMANY |  | PRINCIP ENGINEERING |  |  | 0 | 0 | 0 | 0 |  |  |  |  | 2014-08-20 | KPJ Ipoh Specialist Hospital | 2 | [12 empty] | 2025-08-01 | 2026-02-01 | bar: FEB; AUG
30 | H07B100030 | 12647 | BEMS | B | - | ACT | C | H07 | BEMS | PATIENT MONITORING SYSTEM | PATIENT MONITORING SYSTEM | BA | ICU | L01 | ISH/BE/01181 | 0 |  | 0 | HOSPITAL | 60720 | 0 | 0 | 0 | 0 | 0 | 0 | 0 | 0 | 0 | 0 | 2016-08-01 | 1900-01-01 | 10 | [8 empty] | ICU |  |  |  | 0 | 0 | [12 empty] | admin | 2024-12-12 14:25 |  | PHILIPS | 865241 MX700 | DE12524066 | INTENSIVE CARE UNIT SERVICES |  |  | 1 | B | 1 |  | SUP100018 | IDS MEDICAL SYSTEM (M) SDN BHD | STOR114989(FA) | GERMANY |  | PRINCIP ENGINEERING |  |  | 0 | 0 | 0 | 0 |  |  |  |  | 2014-08-20 | KPJ Ipoh Specialist Hospital | 2 | [12 empty] | 2025-08-01 | 2026-02-01 | bar: FEB; AUG
31 | H07B100031 | 12647 | BEMS | B | - | ACT | C | H07 | BEMS | PATIENT MONITORING SYSTEM | PATIENT MONITORING SYSTEM | BA | ICU | L01 | ISH/BE/01312 | 0 |  | 0 | HOSPITAL | 61570 | 0 | 0 | 0 | 0 | 0 | 0 | 0 | 0 | 0 | 0 | 2016-10-01 | 1900-01-01 | 9 | [8 empty] | ICU |  |  |  | 0 | 0 | [12 empty] | admin | 2024-12-12 14:25 |  | PHILIPS | 865241 MX700 | DE50931659 | INTENSIVE CARE UNIT SERVICES |  |  | 1 | B | 1 |  | SUP100018 | IDS MEDICAL SYSTEM (M) SDN BHD | STOR118060(FA) | GERMANY |  | PRINCIP ENGINEERING |  |  | 0 | 0 | 0 | 0 |  |  |  |  | 2015-10-19 | KPJ Ipoh Specialist Hospital | 2 | [12 empty] | 2025-08-01 | 2026-02-01 | bar: FEB; AUG
32 | H07B100032 | 12647 | BEMS | B | - | ACT | C | H07 | BEMS | PATIENT MONITORING SYSTEM | PATIENT MONITORING SYSTEM | BA | ICU | L01 | ISH/BE/01313 | 0 |  | 0 | HOSPITAL | 61570 | 0 | 0 | 0 | 0 | 0 | 0 | 0 | 0 | 0 | 0 | 2016-10-01 | 1900-01-01 | 9 | [8 empty] | ICU |  |  |  | 0 | 0 | [12 empty] | admin | 2024-12-12 14:25 |  | PHILIPS | 865241 MX700 | DE50931577 | INTENSIVE CARE UNIT SERVICES |  |  | 1 | B | 1 |  | SUP100018 | IDS MEDICAL SYSTEM (M) SDN BHD | STOR118060(FA) | GERMANY |  | PRINCIP ENGINEERING |  |  | 0 | 0 | 0 | 0 |  |  |  |  | 2015-10-19 | KPJ Ipoh Specialist Hospital | 2 | [12 empty] | 2025-08-01 | 2026-02-01 | bar: FEB; AUG
33 | H07B100033 | 12647 | BEMS | B | - | ACT | C | H07 | BEMS | PATIENT MONITORING SYSTEM | PATIENT MONITORING SYSTEM | BA | ICU | L01 | ISH/BE/01314 | 0 |  | 0 | HOSPITAL | 61570 | 0 | 0 | 0 | 0 | 0 | 0 | 0 | 0 | 0 | 0 | 2016-10-01 | 1900-01-01 | 9 | [8 empty] | ICU |  |  |  | 0 | 0 | [12 empty] | admin | 2024-12-12 14:25 |  | PHILIPS | 865241 MX700 | DE12524077 | INTENSIVE CARE UNIT SERVICES |  |  | 1 | B | 1 |  | SUP100018 | IDS MEDICAL SYSTEM (M) SDN BHD | STOR118060(FA) | GERMANY |  | PRINCIP ENGINEERING |  |  | 0 | 0 | 0 | 0 |  |  |  |  | 2015-10-19 | KPJ Ipoh Specialist Hospital | 2 | [12 empty] | 2025-08-01 | 2026-02-01 | bar: FEB; AUG
34 | H07B100034 | 12647 | BEMS | B | - | ACT | C | H07 | BEMS | PATIENT MONITORING SYSTEM | PATIENT MONITORING SYSTEM | BA | ICU | L01 | ISH/BE/01315 | 0 |  | 0 | HOSPITAL | 61570 | 0 | 0 | 0 | 0 | 0 | 0 | 0 | 0 | 0 | 0 | 2016-10-01 | 1900-01-01 | 9 | [8 empty] | ICU |  |  |  | 0 | 0 | [12 empty] | admin | 2024-12-12 14:25 |  | PHILIPS | 865241 MX700 | DE50931688 | INTENSIVE CARE UNIT SERVICES |  |  | 1 | B | 1 |  | SUP100018 | IDS MEDICAL SYSTEM (M) SDN BHD | STOR118060(FA) | GERMANY |  | PRINCIP ENGINEERING |  |  | 0 | 0 | 0 | 0 |  |  |  |  | 2015-10-19 | KPJ Ipoh Specialist Hospital | 2 | [12 empty] | 2025-08-01 | 2026-02-01 | bar: FEB; AUG
35 | H07B100035 | 12647 | BEMS | B | - | ACT | C | H07 | BEMS | PATIENT MONITORING SYSTEM | PATIENT MONITORING SYSTEM | BA | ICU | L01 | ISH/BE/01316 | 0 |  | 0 | HOSPITAL | 61570 | 0 | 0 | 0 | 0 | 0 | 0 | 0 | 0 | 0 | 0 | 2016-10-01 | 1900-01-01 | 9 | [8 empty] | ICU |  |  |  | 0 | 0 | [12 empty] | admin | 2024-12-12 14:25 |  | PHILIPS | 865241 MX700 | DE50931667 | INTENSIVE CARE UNIT SERVICES |  |  | 1 | B | 1 |  | SUP100018 | IDS MEDICAL SYSTEM (M) SDN BHD | STOR118060(FA) | GERMANY |  | PRINCIP ENGINEERING |  |  | 0 | 0 | 0 | 0 |  |  |  |  | 2015-10-19 | KPJ Ipoh Specialist Hospital | 2 | [12 empty] | 2025-08-01 | 2026-02-01 | bar: FEB; AUG
36 | H07B100036 | 12647 | BEMS | B | - | ACT | C | H07 | BEMS | PATIENT MONITORING SYSTEM | PATIENT MONITORING SYSTEM | BA | ICU | L01 | ISH/BE/01317 | 0 |  | 0 | HOSPITAL | 61570 | 0 | 0 | 0 | 0 | 0 | 0 | 0 | 0 | 0 | 0 | 2016-10-01 | 1900-01-01 | 9 | [8 empty] | ICU |  |  |  | 0 | 0 | [12 empty] | admin | 2024-12-12 14:25 |  | PHILIPS | 865241 MX700 | DE12524081 | INTENSIVE CARE UNIT SERVICES |  |  | 1 | B | 1 |  | SUP100018 | IDS MEDICAL SYSTEM (M) SDN BHD | STOR118060(FA) | GERMANY |  | PRINCIP ENGINEERING |  |  | 0 | 0 | 0 | 0 |  |  |  |  | 2015-10-19 | KPJ Ipoh Specialist Hospital | 2 | [12 empty] | 2025-08-01 | 2026-02-01 | bar: FEB; AUG
37 | H07B100037 | 12647 | BEMS | B | - | ACT | C | H07 | BEMS | PATIENT MONITORING SYSTEM | PATIENT MONITORING SYSTEM | BA | ICU | L01 | ISH/BE/01318 | 0 |  | 0 | HOSPITAL | 61570 | 0 | 0 | 0 | 0 | 0 | 0 | 0 | 0 | 0 | 0 | 2016-10-01 | 1900-01-01 | 9 | [8 empty] | ICU |  |  |  | 0 | 0 | [12 empty] | admin | 2024-12-12 14:25 |  | PHILIPS | 865241 MX700 | DE50931540 | INTENSIVE CARE UNIT SERVICES |  |  | 1 | B | 1 |  | SUP100018 | IDS MEDICAL SYSTEM (M) SDN BHD | STOR118060(FA) | GERMANY |  | PRINCIP ENGINEERING |  |  | 0 | 0 | 0 | 0 |  |  |  |  | 2015-10-19 | KPJ Ipoh Specialist Hospital | 2 | [12 empty] | 2025-08-01 | 2026-02-01 | bar: FEB; AUG
38 | H07B100038 | 12647 | BEMS | B | - | ACT | C | H07 | BEMS | PATIENT MONITORING SYSTEM | PATIENT MONITORING SYSTEM | BA | ICU | L01 | ISH/BE/01319 | 0 |  | 0 | HOSPITAL | 61570 | 0 | 0 | 0 | 0 | 0 | 0 | 0 | 0 | 0 | 0 | 2016-10-01 | 1900-01-01 | 9 | [8 empty] | ICU |  |  |  | 0 | 0 | [12 empty] | admin | 2024-12-12 14:25 |  | PHILIPS | 865241 MX700 | DE50931684 | INTENSIVE CARE UNIT SERVICES |  |  | 1 | B | 1 |  | SUP100018 | IDS MEDICAL SYSTEM (M) SDN BHD | STOR118060(FA) | GERMANY |  | PRINCIP ENGINEERING |  |  | 0 | 0 | 0 | 0 |  |  |  |  | 2015-10-19 | KPJ Ipoh Specialist Hospital | 2 | [12 empty] | 2025-08-01 | 2026-02-01 | bar: FEB; AUG
39 | H07B100039 | 12647 | BEMS | B | - | ACT | C | H07 | BEMS | PATIENT MONITORING SYSTEM, PORTABLE | PATIENT MONITORING SYSTEM, PORTABLE | BA | ICU | L01 | ISH/BE/01320 | 0 |  | 0 | HOSPITAL | 26000 | 0 | 0 | 0 | 0 | 0 | 0 | 0 | 0 | 0 | 0 | 2016-10-01 | 1900-01-01 | 9 | [8 empty] | ICU |  |  |  | 0 | 0 | [12 empty] | admin | 2024-12-12 14:25 |  | PHILIPS | M3002A X-2 | DE506H9523 | INTENSIVE CARE UNIT SERVICES |  |  | 1 | B | 1 |  | SUP100018 | IDS MEDICAL SYSTEM (M) SDN BHD | STOR118060(FA) | GERMANY |  | PRINCIP ENGINEERING |  |  | 0 | 0 | 0 | 0 |  |  |  |  | 2015-10-19 | KPJ Ipoh Specialist Hospital | 2 | [12 empty] | 2025-08-01 | 2026-02-01 | bar: FEB; AUG
40 | H07B100040 | 12647 | BEMS | B | - | ACT | C | H07 | BEMS | CENTRAL PATIENT MONITORING SYSTEM | CENTRAL PATIENT MONITORING SYSTEM | BA | ICU | L01 | ISH/BE/01321 | 0 |  | 0 | HOSPITAL | 120000 | 0 | 0 | 0 | 0 | 0 | 0 | 0 | 0 | 0 | 0 | 2016-10-01 | 1900-01-01 | 9 | [8 empty] | ICU |  |  |  | 0 | 0 | [12 empty] | admin | 2024-12-12 14:25 |  | PHILIPS | 866112 M3150B-IIC | 5412A03653 | INTENSIVE CARE UNIT SERVICES |  |  | 1 | B | 1 |  | SUP100018 | IDS MEDICAL SYSTEM (M) SDN BHD | STOR118060(FA) | GERMANY |  | PRINCIP ENGINEERING |  |  | 0 | 0 | 0 | 0 |  |  |  |  | 2015-10-19 | KPJ Ipoh Specialist Hospital | 2 | [12 empty] | 2025-08-01 | 2026-02-01 | bar: FEB; AUG
41 | H07B100041 | 17116 | BEMS | B | - | ACT | C | H07 | BEMS | DEFIBRILLATORS | DEFIBRILLATORS | BA | ICU | L01 | ISH/BE/01302 | 0 |  | 0 | HOSPITAL | 34000 | 0 | 0 | 0 | 0 | 0 | 0 | 0 | 0 | 0 | 0 | 2016-11-01 | 1900-01-01 | 9 | [8 empty] | ICU |  |  |  | 0 | 0 | [12 empty] | admin | 2024-12-12 14:25 |  | PHILIPS | EFFICIA DFM100 | CN32603151 | INTENSIVE CARE UNIT SERVICES |  |  | 1 | B | 1 |  | UWC HEALTHCARE SDN BHD | UWC HEALTHCARE SDN BHD | STOR125699(FA) | GERMANY |  | PRINCIP ENGINEERING |  |  | 0 | 0 | 0 | 0 |  |  |  |  | 2015-11-12 | KPJ Ipoh Specialist Hospital | 2 | [12 empty] | 2025-07-01 | 2026-01-01 | bar: JAN; JUL
42 | H07B100042 | 17116 | BEMS | B | - | ACT | C | H07 | BEMS | DEFIBRILLATORS (AED) | DEFIBRILLATORS (AED) | BA | ICU | L01 | ISH/BE/00921 | 0 |  | 0 | HOSPITAL | 14700 | 0 | 0 | 0 | 0 | 0 | 0 | 0 | 0 | 0 | 0 | 2011-12-01 | 1900-01-01 | 14 | [8 empty] | ICU |  |  |  | 0 | 0 | [12 empty] | admin | 2024-12-12 14:25 |  | PHILIPS | FR2+ | 510800033 | INTENSIVE CARE UNIT SERVICES |  |  | 1 | B | 1 |  | UWC HEALTHCARE SDN BHD | UWC HEALTHCARE SDN BHD |  | GERMANY |  | BEMS ISH |  |  | 0 | 0 | 0 | 0 |  |  |  |  | 2010-12-21 | KPJ Ipoh Specialist Hospital | 0
43 | H07B100043 | 13217 | BEMS | B | - | ACT | C | H07 | BEMS | SYRINGE PUMP | SYRINGE PUMP | BA | ICU | L01 | ISH/BE/00397 | 0 |  | 0 | HOSPITAL | 2950 | 0 | 0 | 0 | 0 | 0 | 0 | 0 | 0 | 0 | 0 | 1995-02-01 | 1900-01-01 | 30 | [8 empty] | ICU |  |  |  | 0 | 0 | [12 empty] | admin | 2024-12-12 14:25 |  | TERUMO | STC 525 | 90010430 | INTENSIVE CARE UNIT SERVICES |  |  | 1 | B | 1 |  | JEBSEN & JESSEN TECHNOLOGY SDN BHD | JEBSEN & JESSEN TECHNOLOGY SDN BHD |  | JAPAN |  | PRINCIP ENGINEERING |  |  | 0 | 0 | 0 | 0 |  |  |  |  | 1994-03-02 | KPJ Ipoh Specialist Hospital | 1 | [12 empty] | 2025-06-01 | 2026-06-01 | bar: JUN
44 | H07B100044 | 13217 | BEMS | B | - | ACT | C | H07 | BEMS | SYRINGE PUMP | SYRINGE PUMP | BA | ICU | L01 | ISH/BE/00369 | 0 |  | 0 | HOSPITAL | 2950 | 0 | 0 | 0 | 0 | 0 | 0 | 0 | 0 | 0 | 0 |  | 1900-01-01 | 23 | [8 empty] | ICU |  |  |  | 0 | 0 | [12 empty] | admin | 2024-12-12 14:25 |  | TERUMO | TE 311 | 20901099 | INTENSIVE CARE UNIT SERVICES |  |  | 1 | B | 1 |  | HOSPIMETRIX SDN BHD | HOSPIMETRIX SDN BHD |  | JAPAN |  | PRINCIP ENGINEERING |  |  | 0 | 0 | 0 | 0 |  |  |  |  | 2001-06-22 | KPJ Ipoh Specialist Hospital | 1 | [12 empty] | 2025-06-01 | 2026-06-01 | bar: JUN
45 | H07B100045 | 13215 | BEMS | B | - | ACT | C | H07 | BEMS | INFUSION PUMP | INFUSION PUMP | BA | ICU | L01 | ISH/BE/00362 | 0 |  | 0 | HOSPITAL | 2950 | 0 | 0 | 0 | 0 | 0 | 0 | 0 | 0 | 0 | 0 |  | 1900-01-01 | 20 | [8 empty] | ICU |  |  |  | 0 | 0 | [12 empty] | admin | 2024-12-12 14:25 |  | TERUMO | TE 112 | O3110201 | INTENSIVE CARE UNIT SERVICES |  |  | 1 | B | 1 |  | HOSPIMETRIX SDN BHD | HOSPIMETRIX SDN BHD |  | JAPAN |  | PRINCIP ENGINEERING |  |  | 0 | 0 | 0 | 0 |  |  |  |  | 2004-03-19 | KPJ Ipoh Specialist Hospital | 1 | [12 empty] | 2025-02-01 | 2026-02-01 | bar: FEB
46 | H07B100046 | 13217 | BEMS | B | - | ACT | C | H07 | BEMS | SYRINGE PUMP | SYRINGE PUMP | BA | ICU | L01 | ISH/BE/00361 | 0 |  | 0 | HOSPITAL | 4200 | 0 | 0 | 0 | 0 | 0 | 0 | 0 | 0 | 0 | 0 |  | 1900-01-01 | 19 | [8 empty] | ICU |  |  |  | 0 | 0 | [12 empty] | admin | 2024-12-12 14:25 |  | TERUMO | TE 332 | O3020013 | INTENSIVE CARE UNIT SERVICES |  |  | 1 | B | 1 |  | JEBSEN & JESSEN TECHNOLOGY SDN BHD | JEBSEN & JESSEN TECHNOLOGY SDN BHD |  | JAPAN |  | PRINCIP ENGINEERING |  |  | 0 | 0 | 0 | 0 |  |  |  |  | 2005-01-14 | KPJ Ipoh Specialist Hospital | 1 | [12 empty] | 2025-02-01 | 2026-02-01 | bar: FEB
47 | H07B100047 | 13217 | BEMS | B | - | ACT | C | H07 | BEMS | SYRINGE PUMP | SYRINGE PUMP | BA | ICU | L01 | ISH/BE/00398 | 0 |  | 0 | HOSPITAL | 3000 | 0 | 0 | 0 | 0 | 0 | 0 | 0 | 0 | 0 | 0 |  | 1900-01-01 | 19 | [8 empty] | ICU |  |  |  | 0 | 0 | [12 empty] | admin | 2024-12-12 14:25 |  | TERUMO | TE 332 | 09070001 | INTENSIVE CARE UNIT SERVICES |  |  | 1 | B | 1 |  | JEBSEN & JESSEN TECHNOLOGY SDN BHD | JEBSEN & JESSEN TECHNOLOGY SDN BHD |  | JAPAN |  | PRINCIP ENGINEERING |  |  | 0 | 0 | 0 | 0 |  |  |  |  | 2005-02-25 | KPJ Ipoh Specialist Hospital | 1 | [12 empty] | 2025-06-01 | 2026-06-01 | bar: JUN
48 | H07B100048 | 13215 | BEMS | B | - | ACT | C | H07 | BEMS | INFUSION PUMP | INFUSION PUMP | BA | ICU | L01 | ISH/BE/00420 | 0 |  | 0 | HOSPITAL | 3500 | 0 | 0 | 0 | 0 | 0 | 0 | 0 | 0 | 0 | 0 |  | 1900-01-01 | 17 | [8 empty] | ICU |  |  |  | 0 | 0 | [12 empty] | admin | 2024-12-12 14:25 |  | B.BRAUN | 8712212 | 38775 | INTENSIVE CARE UNIT SERVICES |  |  | 1 | B | 1 |  | B.BRAUN MEDICAL SUPPLIES SDN BHD | B.BRAUN MEDICAL SUPPLIES SDN BHD |  | GERMANY |  | PRINCIP ENGINEERING |  |  | 0 | 0 | 0 | 0 |  |  |  |  | 2007-10-12 | KPJ Ipoh Specialist Hospital | 1 | [12 empty] | 2025-04-01 | 2026-04-01 | bar: APR
49 | H07B100049 | 13217 | BEMS | B | - | ACT | C | H07 | BEMS | SYRINGE PUMP | SYRINGE PUMP | BA | ICU | L01 | ISH/BE/00721 | 0 |  | 0 | HOSPITAL | 2950 | 0 | 0 | 0 | 0 | 0 | 0 | 0 | 0 | 0 | 0 | 2010-10-01 | 1900-01-01 | 15 | [8 empty] | ICU |  |  |  | 0 | 0 | [12 empty] | admin | 2024-12-12 14:25 |  | TERUMO | TE-331NW2S | O9080008 | INTENSIVE CARE UNIT SERVICES |  |  | 1 | B | 1 |  | SUMMIT COMPANY (M) SDN BHD | SUMMIT COMPANY (M) SDN BHD |  | JAPAN |  | PRINCIP ENGINEERING |  |  | 0 | 0 | 0 | 0 |  |  |  |  | 2009-10-30 | KPJ Ipoh Specialist Hospital | 1 | [12 empty] | 2025-06-01 | 2026-06-01 | bar: JUN
50 | H07B100050 | 13217 | BEMS | B | - | ACT | C | H07 | BEMS | SYRINGE PUMP | SYRINGE PUMP | BA | ICU | L01 | ISH/BE/00722 | 0 |  | 0 | HOSPITAL | 2950 | 0 | 0 | 0 | 0 | 0 | 0 | 0 | 0 | 0 | 0 | 2010-10-01 | 1900-01-01 | 15 | [8 empty] | ICU |  |  |  | 0 | 0 | [12 empty] | admin | 2024-12-12 14:25 |  | TERUMO | TE-331NW2S | O9080006 | INTENSIVE CARE UNIT SERVICES |  |  | 1 | B | 1 |  | SUMMIT COMPANY (M) SDN BHD | SUMMIT COMPANY (M) SDN BHD |  | JAPAN |  | PRINCIP ENGINEERING |  |  | 0 | 0 | 0 | 0 |  |  |  |  | 2009-10-30 | KPJ Ipoh Specialist Hospital | 1 | [12 empty] | 2025-06-01 | 2026-06-01 | bar: JUN
51 | H07B100051 | 13217 | BEMS | B | - | ACT | C | H07 | BEMS | SYRINGE PUMP | SYRINGE PUMP | BA | ICU | L01 | ISH/BE/00724 | 0 |  | 0 | HOSPITAL | 2950 | 0 | 0 | 0 | 0 | 0 | 0 | 0 | 0 | 0 | 0 | 2010-10-01 | 1900-01-01 | 15 | [8 empty] | ICU |  |  |  | 0 | 0 | [12 empty] | admin | 2024-12-12 14:25 |  | TERUMO | TE-331NW2S | O9080009 | INTENSIVE CARE UNIT SERVICES |  |  | 1 | B | 1 |  | SUMMIT COMPANY (M) SDN BHD | SUMMIT COMPANY (M) SDN BHD |  | JAPAN |  | PRINCIP ENGINEERING |  |  | 0 | 0 | 0 | 0 |  |  |  |  | 2009-10-30 | KPJ Ipoh Specialist Hospital | 1 | [12 empty] | 2025-06-01 | 2026-06-01 | bar: JUN
52 | H07B100052 | 13215 | BEMS | B | - | ACT | C | H07 | BEMS | INFUSION PUMP | INFUSION PUMP | BA | ICU | L01 | ISH/BE/00924 | 0 |  | 0 | HOSPITAL | 3500 | 0 | 0 | 0 | 0 | 0 | 0 | 0 | 0 | 0 | 0 | 2012-01-01 | 1900-01-01 | 13 | [8 empty] | ICU |  |  |  | 0 | 0 | [12 empty] | admin | 2024-12-12 14:25 |  | B.BRAUN | 8712212 | 65710 | INTENSIVE CARE UNIT SERVICES |  |  | 1 | B | 1 |  | B.BRAUN MEDICAL SUPPLIES SDN BHD | B.BRAUN MEDICAL SUPPLIES SDN BHD |  | GERMANY |  | PRINCIP ENGINEERING |  |  | 0 | 0 | 0 | 0 |  |  |  |  | 2011-12-01 | KPJ Ipoh Specialist Hospital | 1 | [12 empty] | 2025-02-01 | 2026-02-01 | bar: FEB
53 | H07B100053 | 13217 | BEMS | B | - | CDM | C | H07 | BEMS | SYRINGE PUMP | SYRINGE PUMP | BA | ICU | L01 | ISH/BE/00941 | 0 |  | 0 | HOSPITAL | 2950 | 0 | 0 | 0 | 0 | 0 | 0 | 0 | 0 | 0 | 0 | 2012-02-01 | 1900-01-01 | 13 | [8 empty] | ICU |  |  |  | 0 | 0 | [12 empty] | admin | 2024-12-12 14:25 |  | TERUMO | TE-331NW2S | 1012000013 | INTENSIVE CARE UNIT SERVICES |  |  | 1 | B | 1 |  | SUMMIT COMPANY (M) SDN BHD | SUMMIT COMPANY (M) SDN BHD |  | JAPAN |  | PRINCIP ENGINEERING |  |  | 0 | 0 | 0 | 0 |  |  |  |  | 2011-02-16 | KPJ Ipoh Specialist Hospital
54 | H07B100054 | 13217 | BEMS | B | - | ACT | C | H07 | BEMS | SYRINGE PUMP | SYRINGE PUMP | BA | ICU | L01 | ISH/BE/00940 | 0 |  | 0 | HOSPITAL | 2950 | 0 | 0 | 0 | 0 | 0 | 0 | 0 | 0 | 0 | 0 | 2012-02-01 | 1900-01-01 | 13 | [8 empty] | ICU |  |  |  | 0 | 0 | [12 empty] | admin | 2024-12-12 14:25 |  | TERUMO | TE-331NW2S | 1012000012 | INTENSIVE CARE UNIT SERVICES |  |  | 1 | B | 1 |  | SUMMIT COMPANY (M) SDN BHD | SUMMIT COMPANY (M) SDN BHD |  | JAPAN |  | PRINCIP ENGINEERING |  |  | 0 | 0 | 0 | 0 |  |  |  |  | 2011-02-16 | KPJ Ipoh Specialist Hospital | 1 | [12 empty] | 2025-06-01 | 2026-06-01 | bar: JUN
55 | H07B100055 | 13217 | BEMS | B | - | ACT | C | H07 | BEMS | SYRINGE PUMP | SYRINGE PUMP | BA | ICU | L01 | ISH/BE/00944 | 0 |  | 0 | HOSPITAL | 2950 | 0 | 0 | 0 | 0 | 0 | 0 | 0 | 0 | 0 | 0 | 2012-02-01 | 1900-01-01 | 13 | [8 empty] | ICU |  |  |  | 0 | 0 | [12 empty] | admin | 2024-12-12 14:25 |  | TERUMO | TE-331NW2S | 1012000010 | INTENSIVE CARE UNIT SERVICES |  |  | 1 | B | 1 |  | SUMMIT COMPANY (M) SDN BHD | SUMMIT COMPANY (M) SDN BHD |  | JAPAN |  | PRINCIP ENGINEERING |  |  | 0 | 0 | 0 | 0 |  |  |  |  | 2011-02-16 | KPJ Ipoh Specialist Hospital | 1 | [12 empty] | 2025-06-01 | 2026-06-01 | bar: JUN
56 | H07B100056 | 13217 | BEMS | B | - | ACT | C | H07 | BEMS | SYRINGE PUMP | SYRINGE PUMP | BA | ICU | L01 | ISH/BE/00943 | 0 |  | 0 | HOSPITAL | 2950 | 0 | 0 | 0 | 0 | 0 | 0 | 0 | 0 | 0 | 0 | 2012-02-01 | 1900-01-01 | 13 | [8 empty] | ICU |  |  |  | 0 | 0 | [12 empty] | admin | 2024-12-12 14:25 |  | TERUMO | TE-331NW2S | 1012000004 | INTENSIVE CARE UNIT SERVICES |  |  | 1 | B | 1 |  | SUMMIT COMPANY (M) SDN BHD | SUMMIT COMPANY (M) SDN BHD |  | JAPAN |  | PRINCIP ENGINEERING |  |  | 0 | 0 | 0 | 0 |  |  |  |  | 2011-02-16 | KPJ Ipoh Specialist Hospital | 1 | [12 empty] | 2025-06-01 | 2026-06-01 | bar: JUN
57 | H07B100057 | 13215 | BEMS | B | - | ACT | C | H07 | BEMS | INFUSION PUMP | INFUSION PUMP | BA | ICU | L01 | ISH/BE/01303 | 0 |  | 0 | HOSPITAL | 3650 | 0 | 0 | 0 | 0 | 0 | 0 | 0 | 0 | 0 | 0 | 2017-11-01 | 1900-01-01 | 9 | [8 empty] | ICU |  |  |  | 0 | 0 | [12 empty] | admin | 2024-12-12 14:25 |  | TERUMO | TE-LM700 | 1501012029 | INTENSIVE CARE UNIT SERVICES |  |  | 1 | B | 1 |  | SUMMIT COMPANY (M) SDN BHD | SUMMIT COMPANY (M) SDN BHD |  | JAPAN |  | PRINCIP ENGINEERING |  |  | 0 | 0 | 0 | 0 |  |  |  |  | 2015-11-16 | KPJ Ipoh Specialist Hospital | 1 | [12 empty] | 2025-02-01 | 2026-02-01 | bar: FEB
58 | H07B100058 | 13215 | BEMS | B | - | ACT | C | H07 | BEMS | INFUSION PUMP | INFUSION PUMP | BA | ICU | L01 | ISH/BE/01304 | 0 |  | 0 | HOSPITAL | 3650 | 0 | 0 | 0 | 0 | 0 | 0 | 0 | 0 | 0 | 0 | 2017-11-01 | 1900-01-01 | 9 | [8 empty] | ICU |  |  |  | 0 | 0 | [12 empty] | admin | 2024-12-12 14:25 |  | TERUMO | TE-LM700 | 1501012019 | INTENSIVE CARE UNIT SERVICES |  |  | 1 | B | 1 |  | SUMMIT COMPANY (M) SDN BHD | SUMMIT COMPANY (M) SDN BHD |  | JAPAN |  | PRINCIP ENGINEERING |  |  | 0 | 0 | 0 | 0 |  |  |  |  | 2015-11-16 | KPJ Ipoh Specialist Hospital | 1 | [12 empty] | 2025-02-01 | 2026-02-01 | bar: FEB
59 | H07B100059 | 13215 | BEMS | B | - | ACT | C | H07 | BEMS | INFUSION PUMP | INFUSION PUMP | BA | ICU | L01 | ISH/BE/01305 | 0 |  | 0 | HOSPITAL | 3650 | 0 | 0 | 0 | 0 | 0 | 0 | 0 | 0 | 0 | 0 | 2017-11-01 | 1900-01-01 | 9 | [8 empty] | ICU |  |  |  | 0 | 0 | [12 empty] | admin | 2024-12-12 14:25 |  | TERUMO | TE-LM700 | 1501012016 | INTENSIVE CARE UNIT SERVICES |  |  | 1 | B | 1 |  | SUMMIT COMPANY (M) SDN BHD | SUMMIT COMPANY (M) SDN BHD |  | JAPAN |  | PRINCIP ENGINEERING |  |  | 0 | 0 | 0 | 0 |  |  |  |  | 2015-11-16 | KPJ Ipoh Specialist Hospital | 1 | [12 empty] | 2025-01-01 | 2026-01-01 | bar: JAN
60 | H07B100060 | 13215 | BEMS | B | - | ACT | C | H07 | BEMS | INFUSION PUMP | INFUSION PUMP | BA | ICU | L01 | ISH/BE/01306 | 0 |  | 0 | HOSPITAL | 3650 | 0 | 0 | 0 | 0 | 0 | 0 | 0 | 0 | 0 | 0 | 2017-11-01 | 1900-01-01 | 9 | [8 empty] | ICU |  |  |  | 0 | 0 | [12 empty] | admin | 2024-12-12 14:25 |  | TERUMO | TE-LM700 | 1501012020 | INTENSIVE CARE UNIT SERVICES |  |  | 1 | B | 1 |  | SUMMIT COMPANY (M) SDN BHD | SUMMIT COMPANY (M) SDN BHD |  | JAPAN |  | PRINCIP ENGINEERING |  |  | 0 | 0 | 0 | 0 |  |  |  |  | 2015-11-16 | KPJ Ipoh Specialist Hospital | 1 | [12 empty] | 2025-02-01 | 2026-02-01 | bar: FEB
61 | H07B100061 | 13215 | BEMS | B | - | ACT | C | H07 | BEMS | INFUSION PUMP | INFUSION PUMP | BA | ICU | L01 | ISH/BE/01307 | 0 |  | 0 | HOSPITAL | 3650 | 0 | 0 | 0 | 0 | 0 | 0 | 0 | 0 | 0 | 0 | 2017-11-01 | 1900-01-01 | 9 | [8 empty] | ICU |  |  |  | 0 | 0 | [12 empty] | admin | 2024-12-12 14:25 |  | TERUMO | TE-LM700 | 1501012012 | INTENSIVE CARE UNIT SERVICES |  |  | 1 | B | 1 |  | SUMMIT COMPANY (M) SDN BHD | SUMMIT COMPANY (M) SDN BHD |  | JAPAN |  | PRINCIP ENGINEERING |  |  | 0 | 0 | 0 | 0 |  |  |  |  | 2015-11-16 | KPJ Ipoh Specialist Hospital | 1 | [12 empty] | 2025-12-01 | 2026-12-01 | bar: DEC
62 | H07B100062 | 13215 | BEMS | B | - | ACT | C | H07 | BEMS | INFUSION PUMP | INFUSION PUMP | BA | ICU | L01 | ISH/BE/01308 | 0 |  | 0 | HOSPITAL | 3650 | 0 | 0 | 0 | 0 | 0 | 0 | 0 | 0 | 0 | 0 | 2017-11-01 | 1900-01-01 | 9 | [8 empty] | ICU |  |  |  | 0 | 0 | [12 empty] | admin | 2024-12-12 14:25 |  | TERUMO | TE-LM700 | 1501012018 | INTENSIVE CARE UNIT SERVICES |  |  | 1 | B | 1 |  | SUMMIT COMPANY (M) SDN BHD | SUMMIT COMPANY (M) SDN BHD |  | JAPAN |  | PRINCIP ENGINEERING |  |  | 0 | 0 | 0 | 0 |  |  |  |  | 2015-11-16 | KPJ Ipoh Specialist Hospital | 1 | [12 empty] | 2025-12-01 | 2026-12-01 | bar: DEC
63 | H07B100063 | 13215 | BEMS | B | - | ACT | C | H07 | BEMS | INFUSION PUMP | INFUSION PUMP | BA | ICU | L01 | ISH/BE/01309 | 0 |  | 0 | HOSPITAL | 3650 | 0 | 0 | 0 | 0 | 0 | 0 | 0 | 0 | 0 | 0 | 2017-11-01 | 1900-01-01 | 9 | [8 empty] | ICU |  |  |  | 0 | 0 | [12 empty] | admin | 2024-12-12 14:25 |  | TERUMO | TE-LM700 | 13001010002 | INTENSIVE CARE UNIT SERVICES |  |  | 1 | B | 1 |  | SUMMIT COMPANY (M) SDN BHD | SUMMIT COMPANY (M) SDN BHD |  | JAPAN |  | PRINCIP ENGINEERING |  |  | 0 | 0 | 0 | 0 |  |  |  |  | 2015-11-16 | KPJ Ipoh Specialist Hospital | 1 | [12 empty] | 2025-02-01 | 2026-02-01 | bar: FEB
64 | H07B100064 | 13215 | BEMS | B | - | ACT | C | H07 | BEMS | INFUSION PUMP | INFUSION PUMP | BA | ICU | L01 | ISH/BE/01310 | 0 |  | 0 | HOSPITAL | 3650 | 0 | 0 | 0 | 0 | 0 | 0 | 0 | 0 | 0 | 0 | 2017-11-01 | 1900-01-01 | 9 | [8 empty] | ICU |  |  |  | 0 | 0 | [12 empty] | admin | 2024-12-12 14:25 |  | TERUMO | TE-LM700 | 1501012030 | INTENSIVE CARE UNIT SERVICES |  |  | 1 | B | 1 |  | SUMMIT COMPANY (M) SDN BHD | SUMMIT COMPANY (M) SDN BHD |  | JAPAN |  | PRINCIP ENGINEERING |  |  | 0 | 0 | 0 | 0 |  |  |  |  | 2015-11-16 | KPJ Ipoh Specialist Hospital | 1 | [12 empty] | 2025-02-01 | 2026-02-01 | bar: FEB
65 | H07B100065 | 13215 | BEMS | B | - | ACT | C | H07 | BEMS | INFUSION PUMP | INFUSION PUMP | BA | ICU | L01 | ISH/BE/01311 | 0 |  | 0 | HOSPITAL | 3650 | 0 | 0 | 0 | 0 | 0 | 0 | 0 | 0 | 0 | 0 | 2017-11-01 | 1900-01-01 | 9 | [8 empty] | ICU |  |  |  | 0 | 0 | [12 empty] | admin | 2024-12-12 14:25 |  | TERUMO | TE-LM700 | 13001010001 | INTENSIVE CARE UNIT SERVICES |  |  | 1 | B | 1 |  | SUMMIT COMPANY (M) SDN BHD | SUMMIT COMPANY (M) SDN BHD |  | JAPAN |  | PRINCIP ENGINEERING |  |  | 0 | 0 | 0 | 0 |  |  |  |  | 2015-11-16 | KPJ Ipoh Specialist Hospital | 1 | [12 empty] | 2025-02-01 | 2026-02-01 | bar: FEB
66 | H07B100066 | 13217 | BEMS | B | - | ACT | C | H07 | BEMS | SYRINGE PUMP | SYRINGE PUMP | BA | ICU | L01 | ISH/BE/01328 | 0 |  | 0 | HOSPITAL | 5850 | 0 | 0 | 0 | 0 | 0 | 0 | 0 | 0 | 0 | 0 | 2018-02-01 | 1900-01-01 | 8 | [8 empty] | ICU |  |  |  | 0 | 0 | [12 empty] | admin | 2024-12-12 14:25 |  | TERUMO | TE*SS800N02 | 1301010782 | INTENSIVE CARE UNIT SERVICES |  |  | 1 | B | 1 |  | SUMMIT COMPANY (M) SDN BHD | SUMMIT COMPANY (M) SDN BHD | STOR 127052 | JAPAN |  | PRINCIP ENGINEERING |  |  | 0 | 0 | 0 | 0 |  |  |  |  | 2016-02-24 | KPJ Ipoh Specialist Hospital | 1 | [12 empty] | 2025-02-01 | 2026-02-01 | bar: FEB
67 | H07B100067 | 13217 | BEMS | B | - | ACT | C | H07 | BEMS | SYRINGE PUMP | SYRINGE PUMP | BA | ICU | L01 | ISH/BE/01329 | 0 |  | 0 | HOSPITAL | 5850 | 0 | 0 | 0 | 0 | 0 | 0 | 0 | 0 | 0 | 0 | 2018-02-01 | 1900-01-01 | 8 | [8 empty] | ICU |  |  |  | 0 | 0 | [12 empty] | admin | 2024-12-12 14:25 |  | TERUMO | TE*SS800N02 | 1512010001 | INTENSIVE CARE UNIT SERVICES |  |  | 1 | B | 1 |  | SUMMIT COMPANY (M) SDN BHD | SUMMIT COMPANY (M) SDN BHD | STOR 127052 | JAPAN |  | PRINCIP ENGINEERING |  |  | 0 | 0 | 0 | 0 |  |  |  |  | 2016-02-24 | KPJ Ipoh Specialist Hospital | 1 | [12 empty] | 2025-05-01 | 2026-05-01 | bar: MAY
68 | H07B100068 | 13217 | BEMS | B | - | ACT | C | H07 | BEMS | SYRINGE PUMP | SYRINGE PUMP | BA | ICU | L01 | ISH/BE/01330 | 0 |  | 0 | HOSPITAL | 5850 | 0 | 0 | 0 | 0 | 0 | 0 | 0 | 0 | 0 | 0 | 2018-02-01 | 1900-01-01 | 8 | [8 empty] | ICU |  |  |  | 0 | 0 | [12 empty] | admin | 2024-12-12 14:25 |  | TERUMO | TE*SS800N02 | 1512010002 | INTENSIVE CARE UNIT SERVICES |  |  | 1 | B | 1 |  | SUMMIT COMPANY (M) SDN BHD | SUMMIT COMPANY (M) SDN BHD | STOR 127052 | JAPAN |  | PRINCIP ENGINEERING |  |  | 0 | 0 | 0 | 0 |  |  |  |  | 2016-02-24 | KPJ Ipoh Specialist Hospital | 1 | [12 empty] | 2025-05-01 | 2026-05-01 | bar: MAY
69 | H07B100069 | 13217 | BEMS | B | - | ACT | C | H07 | BEMS | SYRINGE PUMP | SYRINGE PUMP | BA | ICU | L01 | ISH/BE/01331 | 0 |  | 0 | HOSPITAL | 5850 | 0 | 0 | 0 | 0 | 0 | 0 | 0 | 0 | 0 | 0 | 2018-02-01 | 1900-01-01 | 8 | [8 empty] | ICU |  |  |  | 0 | 0 | [12 empty] | admin | 2024-12-12 14:25 |  | TERUMO | TE*SS800N02 | 1512010003 | INTENSIVE CARE UNIT SERVICES |  |  | 1 | B | 1 |  | SUMMIT COMPANY (M) SDN BHD | SUMMIT COMPANY (M) SDN BHD | STOR 127052 | JAPAN |  | PRINCIP ENGINEERING |  |  | 0 | 0 | 0 | 0 |  |  |  |  | 2016-02-24 | KPJ Ipoh Specialist Hospital | 1 | [12 empty] | 2025-05-01 | 2026-05-01 | bar: MAY
70 | H07B100070 | 13217 | BEMS | B | - | ACT | C | H07 | BEMS | SYRINGE PUMP | SYRINGE PUMP | BA | ICU | L01 | ISH/BE/01332 | 0 |  | 0 | HOSPITAL | 5850 | 0 | 0 | 0 | 0 | 0 | 0 | 0 | 0 | 0 | 0 | 2018-02-01 | 1900-01-01 | 8 | [8 empty] | ICU |  |  |  | 0 | 0 | [12 empty] | admin | 2024-12-12 14:25 |  | TERUMO | TE*SS800N02 | 1512010004 | INTENSIVE CARE UNIT SERVICES |  |  | 1 | B | 1 |  | SUMMIT COMPANY (M) SDN BHD | SUMMIT COMPANY (M) SDN BHD | STOR 127052 | JAPAN |  | PRINCIP ENGINEERING |  |  | 0 | 0 | 0 | 0 |  |  |  |  | 2016-02-24 | KPJ Ipoh Specialist Hospital | 1 | [12 empty] | 2025-05-01 | 2026-05-01 | bar: MAY
71 | H07B100071 | 13217 | BEMS | B | - | ACT | C | H07 | BEMS | SYRINGE PUMP | SYRINGE PUMP | BA | ICU | L01 | ISH/BE/01333 | 0 |  | 0 | HOSPITAL | 5850 | 0 | 0 | 0 | 0 | 0 | 0 | 0 | 0 | 0 | 0 | 2018-02-01 | 1900-01-01 | 8 | [8 empty] | ICU |  |  |  | 0 | 0 | [12 empty] | admin | 2024-12-12 14:25 |  | TERUMO | TE*SS800N02 | 1512010005 | INTENSIVE CARE UNIT SERVICES |  |  | 1 | B | 1 |  | SUMMIT COMPANY (M) SDN BHD | SUMMIT COMPANY (M) SDN BHD | STOR 127052 | JAPAN |  | PRINCIP ENGINEERING |  |  | 0 | 0 | 0 | 0 |  |  |  |  | 2016-02-24 | KPJ Ipoh Specialist Hospital | 1 | [12 empty] | 2025-05-01 | 2026-05-01 | bar: MAY
72 | H07B100072 | 13217 | BEMS | B | - | ACT | C | H07 | BEMS | SYRINGE PUMP | SYRINGE PUMP | BA | ICU | L01 | ISH/BE/01334 | 0 |  | 0 | HOSPITAL | 5850 | 0 | 0 | 0 | 0 | 0 | 0 | 0 | 0 | 0 | 0 | 2018-02-01 | 1900-01-01 | 8 | [8 empty] | ICU |  |  |  | 0 | 0 | [12 empty] | admin | 2024-12-12 14:25 |  | TERUMO | TE*SS800N02 | 1512010006 | INTENSIVE CARE UNIT SERVICES |  |  | 1 | B | 1 |  | SUMMIT COMPANY (M) SDN BHD | SUMMIT COMPANY (M) SDN BHD | STOR 127052 | JAPAN |  | PRINCIP ENGINEERING |  |  | 0 | 0 | 0 | 0 |  |  |  |  | 2016-02-24 | KPJ Ipoh Specialist Hospital | 1 | [12 empty] | 2025-05-01 | 2026-05-01 | bar: MAY
73 | H07B100073 | 13217 | BEMS | B | - | ACT | C | H07 | BEMS | SYRINGE PUMP | SYRINGE PUMP | BA | ICU | L01 | ISH/BE/01335 | 0 |  | 0 | HOSPITAL | 5850 | 0 | 0 | 0 | 0 | 0 | 0 | 0 | 0 | 0 | 0 | 2018-02-01 | 1900-01-01 | 8 | [8 empty] | ICU |  |  |  | 0 | 0 | [12 empty] | admin | 2024-12-12 14:25 |  | TERUMO | TE*SS800N02 | 1512010007 | INTENSIVE CARE UNIT SERVICES |  |  | 1 | B | 1 |  | SUMMIT COMPANY (M) SDN BHD | SUMMIT COMPANY (M) SDN BHD | STOR 127052 | JAPAN |  | PRINCIP ENGINEERING |  |  | 0 | 0 | 0 | 0 |  |  |  |  | 2016-02-24 | KPJ Ipoh Specialist Hospital | 1 | [12 empty] | 2025-02-01 | 2026-02-01 | bar: FEB
74 | H07B100074 | 13217 | BEMS | B | - | ACT | C | H07 | BEMS | SYRINGE PUMP | SYRINGE PUMP | BA | ICU | L01 | ISH/BE/01336 | 0 |  | 0 | HOSPITAL | 5850 | 0 | 0 | 0 | 0 | 0 | 0 | 0 | 0 | 0 | 0 | 2018-02-01 | 1900-01-01 | 8 | [8 empty] | ICU |  |  |  | 0 | 0 | [12 empty] | admin | 2024-12-12 14:25 |  | TERUMO | TE*SS800N02 | 1512010008 | INTENSIVE CARE UNIT SERVICES |  |  | 1 | B | 1 |  | SUMMIT COMPANY (M) SDN BHD | SUMMIT COMPANY (M) SDN BHD | STOR 127052 | JAPAN |  | PRINCIP ENGINEERING |  |  | 0 | 0 | 0 | 0 |  |  |  |  | 2016-02-24 | KPJ Ipoh Specialist Hospital | 1 | [12 empty] | 2025-05-01 | 2026-05-01 | bar: MAY
75 | H07B100075 | 13217 | BEMS | B | - | ACT | C | H07 | BEMS | SYRINGE PUMP | SYRINGE PUMP | BA | ICU | L01 | ISH/BE/01337 | 0 |  | 0 | HOSPITAL | 5850 | 0 | 0 | 0 | 0 | 0 | 0 | 0 | 0 | 0 | 0 | 2018-02-01 | 1900-01-01 | 8 | [8 empty] | ICU |  |  |  | 0 | 0 | [12 empty] | admin | 2024-12-12 14:25 |  | TERUMO | TE*SS800N02 | 1512010009 | INTENSIVE CARE UNIT SERVICES |  |  | 1 | B | 1 |  | SUMMIT COMPANY (M) SDN BHD | SUMMIT COMPANY (M) SDN BHD | STOR 127052 | JAPAN |  | PRINCIP ENGINEERING |  |  | 0 | 0 | 0 | 0 |  |  |  |  | 2016-02-24 | KPJ Ipoh Specialist Hospital | 1 | [12 empty] | 2025-05-01 | 2026-05-01 | bar: MAY
76 | H07B100076 | 13217 | BEMS | B | - | ACT | C | H07 | BEMS | SYRINGE PUMP | SYRINGE PUMP | BA | ICU | L01 | ISH/BE/01338 | 0 |  | 0 | HOSPITAL | 5850 | 0 | 0 | 0 | 0 | 0 | 0 | 0 | 0 | 0 | 0 | 2018-02-01 | 1900-01-01 | 8 | [8 empty] | ICU |  |  |  | 0 | 0 | [12 empty] | admin | 2024-12-12 14:25 |  | TERUMO | TE*SS800N02 | 1512010010 | INTENSIVE CARE UNIT SERVICES |  |  | 1 | B | 1 |  | SUMMIT COMPANY (M) SDN BHD | SUMMIT COMPANY (M) SDN BHD | STOR 127052 | JAPAN |  | PRINCIP ENGINEERING |  |  | 0 | 0 | 0 | 0 |  |  |  |  | 2016-02-24 | KPJ Ipoh Specialist Hospital | 1 | [12 empty] | 2025-05-01 | 2026-05-01 | bar: MAY
77 | H07B100077 | 13217 | BEMS | B | - | ACT | C | H07 | BEMS | SYRINGE PUMP | SYRINGE PUMP | BA | ICU | L01 | ISH/BE/01339 | 0 |  | 0 | HOSPITAL | 5850 | 0 | 0 | 0 | 0 | 0 | 0 | 0 | 0 | 0 | 0 | 2018-02-01 | 1900-01-01 | 8 | [8 empty] | ICU |  |  |  | 0 | 0 | [12 empty] | admin | 2024-12-12 14:25 |  | TERUMO | TE*SS800N02 | 1512010011 | INTENSIVE CARE UNIT SERVICES |  |  | 1 | B | 1 |  | SUMMIT COMPANY (M) SDN BHD | SUMMIT COMPANY (M) SDN BHD | STOR 127052 | JAPAN |  | PRINCIP ENGINEERING |  |  | 0 | 0 | 0 | 0 |  |  |  |  | 2016-02-24 | KPJ Ipoh Specialist Hospital | 1 | [12 empty] | 2025-05-01 | 2026-05-01 | bar: MAY
78 | H07B100078 | 13217 | BEMS | B | - | ACT | C | H07 | BEMS | SYRINGE PUMP | SYRINGE PUMP | BA | ICU | L01 | ISH/BE/01340 | 0 |  | 0 | HOSPITAL | 5850 | 0 | 0 | 0 | 0 | 0 | 0 | 0 | 0 | 0 | 0 | 2018-02-01 | 1900-01-01 | 8 | [8 empty] | ICU |  |  |  | 0 | 0 | [12 empty] | admin | 2024-12-12 14:25 |  | TERUMO | TE*SS800N02 | 1512010012 | INTENSIVE CARE UNIT SERVICES |  |  | 1 | B | 1 |  | SUMMIT COMPANY (M) SDN BHD | SUMMIT COMPANY (M) SDN BHD | STOR 127052 | JAPAN |  | PRINCIP ENGINEERING |  |  | 0 | 0 | 0 | 0 |  |  |  |  | 2016-02-24 | KPJ Ipoh Specialist Hospital | 1 | [12 empty] | 2025-05-01 | 2026-05-01 | bar: MAY
79 | H07B100079 | 13217 | BEMS | B | - | ACT | C | H07 | BEMS | SYRINGE PUMP | SYRINGE PUMP | BA | ICU | L01 | ISH/BE/01341 | 0 |  | 0 | HOSPITAL | 5850 | 0 | 0 | 0 | 0 | 0 | 0 | 0 | 0 | 0 | 0 | 2018-02-01 | 1900-01-01 | 8 | [8 empty] | ICU |  |  |  | 0 | 0 | [12 empty] | admin | 2024-12-12 14:25 |  | TERUMO | TE*SS800N02 | 1512010013 | INTENSIVE CARE UNIT SERVICES |  |  | 1 | B | 1 |  | SUMMIT COMPANY (M) SDN BHD | SUMMIT COMPANY (M) SDN BHD | STOR 127052 | JAPAN |  | PRINCIP ENGINEERING |  |  | 0 | 0 | 0 | 0 |  |  |  |  | 2016-02-24 | KPJ Ipoh Specialist Hospital | 1 | [12 empty] | 2025-05-01 | 2026-05-01 | bar: MAY
80 | H07B100080 | 13217 | BEMS | B | - | ACT | C | H07 | BEMS | SYRINGE PUMP | SYRINGE PUMP | BA | ICU | L01 | ISH/BE/01342 | 0 |  | 0 | HOSPITAL | 5850 | 0 | 0 | 0 | 0 | 0 | 0 | 0 | 0 | 0 | 0 | 2018-02-01 | 1900-01-01 | 8 | [8 empty] | ICU |  |  |  | 0 | 0 | [12 empty] | admin | 2024-12-12 14:25 |  | TERUMO | TE*SS800N02 | 1512010014 | INTENSIVE CARE UNIT SERVICES |  |  | 1 | B | 1 |  | SUMMIT COMPANY (M) SDN BHD | SUMMIT COMPANY (M) SDN BHD | STOR 127052 | JAPAN |  | PRINCIP ENGINEERING |  |  | 0 | 0 | 0 | 0 |  |  |  |  | 2016-02-24 | KPJ Ipoh Specialist Hospital | 1 | [12 empty] | 2025-05-01 | 2026-05-01 | bar: MAY
81 | H07B100081 | 13217 | BEMS | B | - | ACT | C | H07 | BEMS | SYRINGE PUMP | SYRINGE PUMP | BA | ICU | L01 | ISH/BE/01343 | 0 |  | 0 | HOSPITAL | 5850 | 0 | 0 | 0 | 0 | 0 | 0 | 0 | 0 | 0 | 0 | 2018-02-01 | 1900-01-01 | 8 | [8 empty] | ICU |  |  |  | 0 | 0 | [12 empty] | admin | 2024-12-12 14:25 |  | TERUMO | TE*SS800N02 | 1512010015 | INTENSIVE CARE UNIT SERVICES |  |  | 1 | B | 1 |  | SUMMIT COMPANY (M) SDN BHD | SUMMIT COMPANY (M) SDN BHD | STOR 127052 | JAPAN |  | PRINCIP ENGINEERING |  |  | 0 | 0 | 0 | 0 |  |  |  |  | 2016-02-24 | KPJ Ipoh Specialist Hospital | 1 | [12 empty] | 2025-05-01 | 2026-05-01 | bar: MAY
82 | H07B100082 | 13217 | BEMS | B | - | ACT | C | H07 | BEMS | SYRINGE PUMP | SYRINGE PUMP | BA | ICU | L01 | ISH/BE/01344 | 0 |  | 0 | HOSPITAL | 5850 | 0 | 0 | 0 | 0 | 0 | 0 | 0 | 0 | 0 | 0 | 2018-02-01 | 1900-01-01 | 8 | [8 empty] | ICU |  |  |  | 0 | 0 | [12 empty] | admin | 2024-12-12 14:25 |  | TERUMO | TE*SS800N02 | 1512010016 | INTENSIVE CARE UNIT SERVICES |  |  | 1 | B | 1 |  | SUMMIT COMPANY (M) SDN BHD | SUMMIT COMPANY (M) SDN BHD | STOR 127052 | JAPAN |  | PRINCIP ENGINEERING |  |  | 0 | 0 | 0 | 0 |  |  |  |  | 2016-02-24 | KPJ Ipoh Specialist Hospital | 1 | [12 empty] | 2025-05-01 | 2026-05-01 | bar: MAY
83 | H07B100083 | 13217 | BEMS | B | - | ACT | C | H07 | BEMS | SYRINGE PUMP | SYRINGE PUMP | BA | ICU | L01 | ISH/BE/01345 | 0 |  | 0 | HOSPITAL | 5850 | 0 | 0 | 0 | 0 | 0 | 0 | 0 | 0 | 0 | 0 | 2018-02-01 | 1900-01-01 | 8 | [8 empty] | ICU |  |  |  | 0 | 0 | [12 empty] | admin | 2024-12-12 14:25 |  | TERUMO | TE*SS800N02 | 1512010017 | INTENSIVE CARE UNIT SERVICES |  |  | 1 | B | 1 |  | SUMMIT COMPANY (M) SDN BHD | SUMMIT COMPANY (M) SDN BHD | STOR 127052 | JAPAN |  | PRINCIP ENGINEERING |  |  | 0 | 0 | 0 | 0 |  |  |  |  | 2016-02-24 | KPJ Ipoh Specialist Hospital | 1 | [12 empty] | 2025-05-01 | 2026-05-01 | bar: MAY
84 | H07B100084 | 13217 | BEMS | B | - | ACT | C | H07 | BEMS | SYRINGE PUMP | SYRINGE PUMP | BA | ICU | L01 | ISH/BE/01346 | 0 |  | 0 | HOSPITAL | 5850 | 0 | 0 | 0 | 0 | 0 | 0 | 0 | 0 | 0 | 0 | 2018-02-01 | 1900-01-01 | 8 | [8 empty] | ICU |  |  |  | 0 | 0 | [12 empty] | admin | 2024-12-12 14:25 |  | TERUMO | TE*SS800N02 | 1512010018 | INTENSIVE CARE UNIT SERVICES |  |  | 1 | B | 1 |  | SUMMIT COMPANY (M) SDN BHD | SUMMIT COMPANY (M) SDN BHD | STOR 127052 | JAPAN |  | PRINCIP ENGINEERING |  |  | 0 | 0 | 0 | 0 |  |  |  |  | 2016-02-24 | KPJ Ipoh Specialist Hospital | 1 | [12 empty] | 2025-05-01 | 2026-05-01 | bar: MAY
85 | H07B100085 | 13217 | BEMS | B | - | ACT | C | H07 | BEMS | SYRINGE PUMP | SYRINGE PUMP | BA | ICU | L01 | ISH/BE/01347 | 0 |  | 0 | HOSPITAL | 5850 | 0 | 0 | 0 | 0 | 0 | 0 | 0 | 0 | 0 | 0 | 2018-02-01 | 1900-01-01 | 8 | [8 empty] | ICU |  |  |  | 0 | 0 | [12 empty] | admin | 2024-12-12 14:25 |  | TERUMO | TE*SS800N02 | 1512010019 | INTENSIVE CARE UNIT SERVICES |  |  | 1 | B | 1 |  | SUMMIT COMPANY (M) SDN BHD | SUMMIT COMPANY (M) SDN BHD | STOR 127052 | JAPAN |  | PRINCIP ENGINEERING |  |  | 0 | 0 | 0 | 0 |  |  |  |  | 2016-02-24 | KPJ Ipoh Specialist Hospital | 1 | [12 empty] | 2025-05-01 | 2026-05-01 | bar: MAY
86 | H07B100086 | 13217 | BEMS | B | - | ACT | C | H07 | BEMS | SYRINGE PUMP | SYRINGE PUMP | BA | ICU | L01 | ISH/BE/01348 | 0 |  | 0 | HOSPITAL | 5850 | 0 | 0 | 0 | 0 | 0 | 0 | 0 | 0 | 0 | 0 | 2018-02-01 | 1900-01-01 | 8 | [8 empty] | ICU |  |  |  | 0 | 0 | [12 empty] | admin | 2024-12-12 14:25 |  | TERUMO | TE*SS800N02 | 1512010020 | INTENSIVE CARE UNIT SERVICES |  |  | 1 | B | 1 |  | SUMMIT COMPANY (M) SDN BHD | SUMMIT COMPANY (M) SDN BHD | STOR 127052 | JAPAN |  | PRINCIP ENGINEERING |  |  | 0 | 0 | 0 | 0 |  |  |  |  | 2016-02-24 | KPJ Ipoh Specialist Hospital | 1 | [12 empty] | 2025-05-01 | 2026-05-01 | bar: MAY
87 | H07B100087 | 13217 | BEMS | B | - | ACT | C | H07 | BEMS | SYRINGE PUMP | SYRINGE PUMP | BA | ICU | L01 | ISH/BE/01349 | 0 |  | 0 | HOSPITAL | 5850 | 0 | 0 | 0 | 0 | 0 | 0 | 0 | 0 | 0 | 0 | 2018-02-01 | 1900-01-01 | 8 | [8 empty] | ICU |  |  |  | 0 | 0 | [12 empty] | admin | 2024-12-12 14:25 |  | TERUMO | TE*SS800N02 | 1512010021 | INTENSIVE CARE UNIT SERVICES |  |  | 1 | B | 1 |  | SUMMIT COMPANY (M) SDN BHD | SUMMIT COMPANY (M) SDN BHD | STOR 127052 | JAPAN |  | PRINCIP ENGINEERING |  |  | 0 | 0 | 0 | 0 |  |  |  |  | 2016-02-24 | KPJ Ipoh Specialist Hospital | 1 | [12 empty] | 2025-05-01 | 2026-05-01 | bar: MAY
88 | H07B100088 | 13217 | BEMS | B | - | ACT | C | H07 | BEMS | SYRINGE PUMP | SYRINGE PUMP | BA | ICU | L01 | ISH/BE/01350 | 0 |  | 0 | HOSPITAL | 5850 | 0 | 0 | 0 | 0 | 0 | 0 | 0 | 0 | 0 | 0 | 2018-02-01 | 1900-01-01 | 8 | [8 empty] | ICU |  |  |  | 0 | 0 | [12 empty] | admin | 2024-12-12 14:25 |  | TERUMO | TE*SS800N02 | 1512010022 | INTENSIVE CARE UNIT SERVICES |  |  | 1 | B | 1 |  | SUMMIT COMPANY (M) SDN BHD | SUMMIT COMPANY (M) SDN BHD | STOR 127052 | JAPAN |  | PRINCIP ENGINEERING |  |  | 0 | 0 | 0 | 0 |  |  |  |  | 2016-02-24 | KPJ Ipoh Specialist Hospital | 1 | [12 empty] | 2025-05-01 | 2026-05-01 | bar: MAY
89 | H07B100089 | 13217 | BEMS | B | - | ACT | C | H07 | BEMS | SYRINGE PUMP | SYRINGE PUMP | BA | ICU | L01 | ISH/BE/01351 | 0 |  | 0 | HOSPITAL | 5850 | 0 | 0 | 0 | 0 | 0 | 0 | 0 | 0 | 0 | 0 | 2018-02-01 | 1900-01-01 | 8 | [8 empty] | ICU |  |  |  | 0 | 0 | [12 empty] | admin | 2024-12-12 14:25 |  | TERUMO | TE*SS800N02 | 1512010023 | INTENSIVE CARE UNIT SERVICES |  |  | 1 | B | 1 |  | SUMMIT COMPANY (M) SDN BHD | SUMMIT COMPANY (M) SDN BHD | STOR 127052 | JAPAN |  | PRINCIP ENGINEERING |  |  | 0 | 0 | 0 | 0 |  |  |  |  | 2016-02-24 | KPJ Ipoh Specialist Hospital | 1 | [12 empty] | 2025-05-01 | 2026-05-01 | bar: MAY
90 | H07B100090 | 13217 | BEMS | B | - | ACT | C | H07 | BEMS | SYRINGE PUMP | SYRINGE PUMP | BA | ICU | L01 | ISH/BE/01352 | 0 |  | 0 | HOSPITAL | 5850 | 0 | 0 | 0 | 0 | 0 | 0 | 0 | 0 | 0 | 0 | 2018-02-01 | 1900-01-01 | 8 | [8 empty] | ICU |  |  |  | 0 | 0 | [12 empty] | admin | 2024-12-12 14:25 |  | TERUMO | TE*SS800N02 | 1512010024 | INTENSIVE CARE UNIT SERVICES |  |  | 1 | B | 1 |  | SUMMIT COMPANY (M) SDN BHD | SUMMIT COMPANY (M) SDN BHD | STOR 127052 | JAPAN |  | PRINCIP ENGINEERING |  |  | 0 | 0 | 0 | 0 |  |  |  |  | 2016-02-24 | KPJ Ipoh Specialist Hospital | 1 | [12 empty] | 2025-05-01 | 2026-05-01 | bar: MAY
91 | H07B100091 | 13217 | BEMS | B | - | ACT | C | H07 | BEMS | SYRINGE PUMP | SYRINGE PUMP | BA | ICU | L01 | ISH/BE/01353 | 0 |  | 0 | HOSPITAL | 5850 | 0 | 0 | 0 | 0 | 0 | 0 | 0 | 0 | 0 | 0 | 2018-02-01 | 1900-01-01 | 8 | [8 empty] | ICU |  |  |  | 0 | 0 | [12 empty] | admin | 2024-12-12 14:25 |  | TERUMO | TE*SS800N02 | 1512010025 | INTENSIVE CARE UNIT SERVICES |  |  | 1 | B | 1 |  | SUMMIT COMPANY (M) SDN BHD | SUMMIT COMPANY (M) SDN BHD | STOR 127052 | JAPAN |  | PRINCIP ENGINEERING |  |  | 0 | 0 | 0 | 0 |  |  |  |  | 2016-02-24 | KPJ Ipoh Specialist Hospital | 1 | [12 empty] | 2025-05-01 | 2026-05-01 | bar: MAY
92 | H07B100092 | - | BEMS | B | - | ACT | N | H07 | BEMS | PUMP STATION | PUMP STATION | BA | ICU | L01 | ISH/BE/01354 | 0 |  | 0 | HOSPITAL | 3500 | 0 | 0 | 0 | 0 | 0 | 0 | 0 | 0 | 0 | 0 | 2018-02-01 | 1900-01-01 | 8 | [8 empty] | ICU |  |  |  | 0 | 0 | [12 empty] | admin | 2024-12-12 14:25 |  | TERUMO | TE*RS700N | 1211010005 | INTENSIVE CARE UNIT SERVICES |  |  | 1 | B | 1 |  | SUMMIT COMPANY (M) SDN BHD | SUMMIT COMPANY (M) SDN BHD | STOR 127052 | JAPAN |  | BEMS ISH |  |  | 0 | 0 | 0 | 0 |  |  |  |  | 2016-02-24 | KPJ Ipoh Specialist Hospital | 1 | [12 empty] | 2025-02-01 | 2026-02-01 | bar: FEB
93 | H07B100093 | - | BEMS | B | - | ACT | N | H07 | BEMS | PUMP STATION | PUMP STATION | BA | ICU | L01 | ISH/BE/01355 | 0 |  | 0 | HOSPITAL | 3500 | 0 | 0 | 0 | 0 | 0 | 0 | 0 | 0 | 0 | 0 | 2018-02-01 | 1900-01-01 | 8 | [8 empty] | ICU |  |  |  | 0 | 0 | [12 empty] | admin | 2024-12-12 14:25 |  | TERUMO | TE*RS700N | 1211010006 | INTENSIVE CARE UNIT SERVICES |  |  | 1 | B | 1 |  | SUMMIT COMPANY (M) SDN BHD | SUMMIT COMPANY (M) SDN BHD | STOR 127052 | JAPAN |  | BEMS ISH |  |  | 0 | 0 | 0 | 0 |  |  |  |  | 2016-02-24 | KPJ Ipoh Specialist Hospital | 1 | [12 empty] | 2025-02-01 | 2026-02-01 | bar: FEB
94 | H07B100094 | - | BEMS | B | - | ACT | N | H07 | BEMS | PUMP STATION | PUMP STATION | BA | ICU | L01 | ISH/BE/01356 | 0 |  | 0 | HOSPITAL | 3500 | 0 | 0 | 0 | 0 | 0 | 0 | 0 | 0 | 0 | 0 | 2018-02-01 | 1900-01-01 | 8 | [8 empty] | ICU |  |  |  | 0 | 0 | [12 empty] | admin | 2024-12-12 14:25 |  | TERUMO | TE*RS700N | 1211010007 | INTENSIVE CARE UNIT SERVICES |  |  | 1 | B | 1 |  | SUMMIT COMPANY (M) SDN BHD | SUMMIT COMPANY (M) SDN BHD | STOR 127052 | JAPAN |  | BEMS ISH |  |  | 0 | 0 | 0 | 0 |  |  |  |  | 2016-02-24 | KPJ Ipoh Specialist Hospital | 1 | [12 empty] | 2025-02-01 | 2026-02-01 | bar: FEB
95 | H07B100095 | - | BEMS | B | - | ACT | N | H07 | BEMS | PUMP STATION | PUMP STATION | BA | ICU | L01 | ISH/BE/01357 | 0 |  | 0 | HOSPITAL | 3500 | 0 | 0 | 0 | 0 | 0 | 0 | 0 | 0 | 0 | 0 | 2018-02-01 | 1900-01-01 | 8 | [8 empty] | ICU |  |  |  | 0 | 0 | [12 empty] | admin | 2024-12-12 14:25 |  | TERUMO | TE*RS700N | 1403010043 | INTENSIVE CARE UNIT SERVICES |  |  | 1 | B | 1 |  | SUMMIT COMPANY (M) SDN BHD | SUMMIT COMPANY (M) SDN BHD | STOR 127052 | JAPAN |  | BEMS ISH |  |  | 0 | 0 | 0 | 0 |  |  |  |  | 2016-02-24 | KPJ Ipoh Specialist Hospital | 1 | [12 empty] | 2025-02-01 | 2026-02-01 | bar: FEB
96 | H07B100096 | - | BEMS | B | - | ACT | N | H07 | BEMS | PUMP STATION | PUMP STATION | BA | ICU | L01 | ISH/BE/01358 | 0 |  | 0 | HOSPITAL | 3500 | 0 | 0 | 0 | 0 | 0 | 0 | 0 | 0 | 0 | 0 | 2018-02-01 | 1900-01-01 | 8 | [8 empty] | ICU |  |  |  | 0 | 0 | [12 empty] | admin | 2024-12-12 14:25 |  | TERUMO | TE*RS700N | 1403010041 | INTENSIVE CARE UNIT SERVICES |  |  | 1 | B | 1 |  | SUMMIT COMPANY (M) SDN BHD | SUMMIT COMPANY (M) SDN BHD | STOR 127052 | JAPAN |  | BEMS ISH |  |  | 0 | 0 | 0 | 0 |  |  |  |  | 2016-02-24 | KPJ Ipoh Specialist Hospital | 1 | [12 empty] | 2025-02-01 | 2026-02-01 | bar: FEB
97 | H07B100097 | - | BEMS | B | - | ACT | N | H07 | BEMS | PUMP STATION | PUMP STATION | BA | ICU | L01 | ISH/BE/01359 | 0 |  | 0 | HOSPITAL | 3500 | 0 | 0 | 0 | 0 | 0 | 0 | 0 | 0 | 0 | 0 | 2018-02-01 | 1900-01-01 | 8 | [8 empty] | ICU |  |  |  | 0 | 0 | [12 empty] | admin | 2024-12-12 14:25 |  | TERUMO | TE*RS700N | 1403010042 | INTENSIVE CARE UNIT SERVICES |  |  | 1 | B | 1 |  | SUMMIT COMPANY (M) SDN BHD | SUMMIT COMPANY (M) SDN BHD | STOR 127052 | JAPAN |  | BEMS ISH |  |  | 0 | 0 | 0 | 0 |  |  |  |  | 2016-02-24 | KPJ Ipoh Specialist Hospital | 1 | [12 empty] | 2025-02-01 | 2026-02-01 | bar: FEB
98 | H07B100098 | - | BEMS | B | - | ACT | N | H07 | BEMS | PUMP STATION | PUMP STATION | BA | ICU | L01 | ISH/BE/01360 | 0 |  | 0 | HOSPITAL | 3500 | 0 | 0 | 0 | 0 | 0 | 0 | 0 | 0 | 0 | 0 | 2018-02-01 | 1900-01-01 | 8 | [8 empty] | ICU |  |  |  | 0 | 0 | [12 empty] | admin | 2024-12-12 14:25 |  | TERUMO | TE*RS700N | 1301010018 | INTENSIVE CARE UNIT SERVICES |  |  | 1 | B | 1 |  | SUMMIT COMPANY (M) SDN BHD | SUMMIT COMPANY (M) SDN BHD | STOR 127052 | JAPAN |  | BEMS ISH |  |  | 0 | 0 | 0 | 0 |  |  |  |  | 2016-02-24 | KPJ Ipoh Specialist Hospital | 1 | [12 empty] | 2025-02-01 | 2026-02-01 | bar: FEB
99 | H07B100099 | - | BEMS | B | - | ACT | N | H07 | BEMS | PUMP STATION (WITH COM MODULE) | PUMP STATION (WITH COM MODULE) | BA | ICU | L01 | ISH/BE/01361 | 0 |  | 0 | HOSPITAL | 3500 | 0 | 0 | 0 | 0 | 0 | 0 | 0 | 0 | 0 | 0 | 2018-02-01 | 1900-01-01 | 8 | [8 empty] | ICU |  |  |  | 0 | 0 | [12 empty] | admin | 2024-12-12 14:25 |  | TERUMO | TE*RS800N | 1208010053 | INTENSIVE CARE UNIT SERVICES |  |  | 1 | B | 1 |  | SUMMIT COMPANY (M) SDN BHD | SUMMIT COMPANY (M) SDN BHD | STOR 127052 | JAPAN |  | BEMS ISH |  |  | 0 | 0 | 0 | 0 |  |  |  |  | 2016-02-24 | KPJ Ipoh Specialist Hospital | 1 | [12 empty] | 2025-02-01 | 2026-02-01 | bar: FEB
100 | H07B100100 | - | BEMS | B | - | ACT | N | H07 | BEMS | PUMP STATION (WITH COM MODULE) | PUMP STATION (WITH COM MODULE) | BA | ICU | L01 | ISH/BE/01362 | 0 |  | 0 | HOSPITAL | 3500 | 0 | 0 | 0 | 0 | 0 | 0 | 0 | 0 | 0 | 0 | 2018-02-01 | 1900-01-01 | 8 | [8 empty] | ICU |  |  |  | 0 | 0 | [12 empty] | admin | 2024-12-12 14:25 |  | TERUMO | TE*RS800N | 1211010004 | INTENSIVE CARE UNIT SERVICES |  |  | 1 | B | 1 |  | SUMMIT COMPANY (M) SDN BHD | SUMMIT COMPANY (M) SDN BHD | STOR 127052 | JAPAN |  | BEMS ISH |  |  | 0 | 0 | 0 | 0 |  |  |  |  | 2016-02-24 | KPJ Ipoh Specialist Hospital | 1 | [12 empty] | 2025-02-01 | 2026-02-01 | bar: FEB
101 | H07B100101 | 16516 | BEMS | B | - | ACT | C | H07 | BEMS | TEMPORARY EXTERNAL PACEMAKER | TEMPORARY EXTERNAL PACEMAKER | BA | ICU | L01 | ISH/BE/00668 | 0 |  | 0 | HOSPITAL | 20000 | 0 | 0 | 0 | 0 | 0 | 0 | 0 | 0 | 0 | 0 |  | 1900-01-01 | 19 | [8 empty] | ICU |  |  |  | 0 | 0 | [12 empty] | admin | 2024-12-12 14:25 |  | MEDTRONIC | 5375 |  | INTENSIVE CARE UNIT SERVICES |  |  | 1 | B | 1 |  | MEDITAMA SDN.BHD | MEDITAMA SDN.BHD |  | USA |  | MED IMAG ENTERPRISE |  |  | 0 | 0 | 0 | 0 |  |  |  |  | 1905-06-09 | KPJ Ipoh Specialist Hospital | 1 | [12 empty] | 2025-03-01 | 2026-03-01 | bar: MAR
102 | H07B100102 | 16749 | BEMS | B | - | ACT | C | H07 | BEMS | ACTIVATED CLOTTING TIME ANALYZER | ACTIVATED CLOTTING TIME ANALYZER | BA | ICU | L01 | ISH/BE/00382 | 0 |  | 0 | HOSPITAL | 20000 | 0 | 0 | 0 | 0 | 0 | 0 | 0 | 0 | 0 | 0 |  | 1900-01-01 | 18 | [8 empty] | ICU |  |  |  | 0 | 0 | [12 empty] | admin | 2024-12-12 14:25 |  | ACT | 5752 | 620309406 | INTENSIVE CARE UNIT SERVICES |  |  | 1 | B | 1 |  | UG MEDICAL SERVICES SDN.BHD | UG MEDICAL SERVICES SDN.BHD |  | USA |  | BEMS ISH |  |  | 0 | 0 | 0 | 0 |  |  |  |  | 2006-02-08 | KPJ Ipoh Specialist Hospital | 1 | [12 empty] | 2025-02-01 | 2026-02-01 | bar: FEB
103 | H07B100103 | 12276 | BEMS | B | - | ACT | N | H07 | BEMS | EXAMINATION LIGHT | EXAMINATION LIGHT | BA | ICU | L01 | ISH/BE/01371 | 0 |  | 0 | HOSPITAL | 582 | 0 | 0 | 0 | 0 | 0 | 0 | 0 | 0 | 0 | 0 | 2016-12-01 | 1900-01-01 | 9 | [8 empty] | ICU |  |  |  | 0 | 0 | [12 empty] | admin | 2024-12-12 14:25 |  | LKL | WM 701 | 15SWM002171 | INTENSIVE CARE UNIT SERVICES |  |  | 1 | B | 1 |  | LKL ADVANCE METALTECH SDN BHD | LKL ADVANCE METALTECH SDN BHD |  | CHINA |  | PRINCIP ENGINEERING |  |  | 0 | 0 | 0 | 0 |  |  |  |  | 2015-12-01 | KPJ Ipoh Specialist Hospital | 1 | [12 empty] | 2025-04-01 | 2026-04-01 | bar: APR
104 | H07B100104 | - | BEMS | B | - | ACT | C | H07 | BEMS | CONTINUOUS RENAL REPLACEMENT THERAPY | CONTINUOUS RENAL REPLACEMENT THERAPY | BA | ICU | L01 | ISH/BE/00676 | 0 |  | 0 | HOSPITAL | 120000 | 0 | 0 | 0 | 0 | 0 | 0 | 0 | 0 | 0 | 0 | 2010-03-01 | 1900-01-01 | 15 | [8 empty] | ICU |  |  |  | 0 | 0 | [12 empty] | admin | 2024-12-12 14:25 |  | GAMBRO | PRISMAFLEX | PA 2976 | INTENSIVE CARE UNIT SERVICES |  |  | 1 | B | 1 |  | GAMBRO RENAL CARE SDN BHD | GAMBRO RENAL CARE SDN BHD |  | USA |  | BAXTER HEALTHCARE (MALAYSIA) SDN BHD |  |  | 0 | 0 | 0 | 0 |  |  |  |  | 2009-06-03 | KPJ Ipoh Specialist Hospital | 2 | [12 empty] | 2025-09-01 | 2026-03-01 | bar: MAR; SEP
105 | H07B100105 | - | BEMS | B | - | ACT | C | H07 | BEMS | CONTINUOUS RENAL REPLACEMENT THERAPY | CONTINUOUS RENAL REPLACEMENT THERAPY | BA | ICU | L01 | ISH/BE/00995 | 0 |  | 0 | HOSPITAL | 118000 | 0 | 0 | 0 | 0 | 0 | 0 | 0 | 0 | 0 | 0 | 2012-06-01 | 1900-01-01 | 13 | [8 empty] | ICU |  |  |  | 0 | 0 | [12 empty] | admin | 2024-12-12 14:25 |  | GAMBRO | PRISMAFLEX | PA 7937 | INTENSIVE CARE UNIT SERVICES |  |  | 1 | B | 1 |  | GAMBRO RENAL CARE SDN BHD | GAMBRO RENAL CARE SDN BHD |  | USA |  | BAXTER HEALTHCARE (MALAYSIA) SDN BHD |  |  | 0 | 0 | 0 | 0 |  |  |  |  | 2011-06-17 | KPJ Ipoh Specialist Hospital | 2 | [12 empty] | 2025-09-01 | 2026-03-01 | bar: MAR; SEP
106 | H07B100106 | 10969 | BEMS | B | - | ACT | C | H07 | BEMS | DVT PUMP | DVT PUMP | BA | ICU | L01 | ISH/BE/00690 | 0 |  | 0 | HOSPITAL | 3800 | 0 | 0 | 0 | 0 | 0 | 0 | 0 | 0 | 0 | 0 | 2010-07-01 | 1900-01-01 | 15 | [8 empty] | ICU |  |  |  | 0 | 0 | [12 empty] | admin | 2024-12-12 14:25 |  | PRIUS | VENAPRESS | C690020098 | INTENSIVE CARE UNIT SERVICES |  |  | 1 | B | 1 |  | MEDICARE SDN BHD | MEDICARE SDN BHD |  | USA |  | PRINCIP ENGINEERING |  |  | 0 | 0 | 0 | 0 |  |  |  |  | 2009-08-07 | KPJ Ipoh Specialist Hospital | 1 | [12 empty] | 2025-08-01 | 2026-08-01 | bar: AUG
107 | H07B100107 | 10969 | BEMS | B | - | CDM | C | H07 | BEMS | DVT PUMP | DVT PUMP | BA | ICU | L01 | ISH/BE/01436 | 0 |  | 0 | HOSPITAL | 4900 | 0 | 0 | 0 | 0 | 0 | 0 | 0 | 0 | 0 | 0 | 2017-09-01 | 1900-01-01 | 8 | [8 empty] | ICU |  |  |  | 0 | 0 | [12 empty] | admin | 2024-12-12 14:25 |  | CAREMED | VESAFLOW | C86000733D | INTENSIVE CARE UNIT SERVICES |  |  | 1 | B | 1 |  | ATALIS HEALTRHCARE SDN BHD | ATALIS HEALTRHCARE SDN BHD | STOR 134906 (FA) | USA |  | PRINCIP ENGINEERING |  |  | 0 | 0 | 0 | 0 |  |  |  |  | 2016-09-22 | KPJ Ipoh Specialist Hospital
108 | H07B100108 | 10969 | BEMS | B | - | ACT | C | H07 | BEMS | DVT PUMP | DVT PUMP | BA | ICU | L01 | ISH/BE/01437 | 0 |  | 0 | HOSPITAL | 4900 | 0 | 0 | 0 | 0 | 0 | 0 | 0 | 0 | 0 | 0 | 2017-09-01 | 1900-01-01 | 8 | [8 empty] | ICU |  |  |  | 0 | 0 | [12 empty] | admin | 2024-12-12 14:25 |  | CAREMED | VESAFLOW | C860077244 | INTENSIVE CARE UNIT SERVICES |  |  | 1 | B | 1 |  | ATALIS HEALTRHCARE SDN BHD | ATALIS HEALTRHCARE SDN BHD | STOR 134906 (FA) | USA |  | PRINCIP ENGINEERING |  |  | 0 | 0 | 0 | 0 |  |  |  |  | 2016-09-22 | KPJ Ipoh Specialist Hospital | 1 | [12 empty] | 2025-08-01 | 2026-08-01 | bar: AUG
109 | H07B100109 | 16156 | BEMS | B | - | ACT | N | H07 | BEMS | ANEROID SPHYGMOMANOMETER | ANEROID SPHYGMOMANOMETER | BA | ICU | L01 | ISH/BE/01159 | 0 |  | 0 | HOSPITAL | 440 | 0 | 0 | 0 | 0 | 0 | 0 | 0 | 0 | 0 | 0 | 2015-04-01 | 1900-01-01 | 10 | [8 empty] | ICU |  |  |  | 0 | 0 | [12 empty] | admin | 2024-12-12 14:25 |  | WELCH ALLYN | 767 | 131218030325 | INTENSIVE CARE UNIT SERVICES |  |  | 1 | B | 1 |  | JESS MED | JESS MED | STOR 105449 (FA) | GERMANY |  | PRINCIP ENGINEERING |  |  | 0 | 0 | 0 | 0 |  |  |  |  | 2014-04-11 | KPJ Ipoh Specialist Hospital | 1 | [12 empty] | 2025-12-01 | 2026-12-01 | bar: DEC
110 | H07B100110 | 16156 | BEMS | B | - | ACT | N | H07 | BEMS | ANEROID SPHYGMOMANOMETER | ANEROID SPHYGMOMANOMETER | BA | ICU | L01 | ISH/BE/01160 | 0 |  | 0 | HOSPITAL | 440 | 0 | 0 | 0 | 0 | 0 | 0 | 0 | 0 | 0 | 0 | 2015-04-01 | 1900-01-01 | 10 | [8 empty] | ICU |  |  |  | 0 | 0 | [12 empty] | admin | 2024-12-12 14:25 |  | WELCH ALLYN | 767 | 131218025385 | INTENSIVE CARE UNIT SERVICES |  |  | 1 | B | 1 |  | JESS MED | JESS MED | STOR 105449 (FA) | GERMANY |  | PRINCIP ENGINEERING |  |  | 0 | 0 | 0 | 0 |  |  |  |  | 2014-04-11 | KPJ Ipoh Specialist Hospital | 1 | [12 empty] | 2025-12-01 | 2026-12-01 | bar: DEC
111 | H07B100111 | 12068 | BEMS | B | - | ACT | C | H07 | BEMS | HYPER HYPOTHERMIA SYSTEM | HYPER HYPOTHERMIA SYSTEM | BA | ICU | L01 | ISH/BE/00895 | 0 |  | 0 | HOSPITAL | 36000 | 0 | 0 | 0 | 0 | 0 | 0 | 0 | 0 | 0 | 0 | 2011-09-01 | 1900-01-01 | 14 | [8 empty] | ICU |  |  |  | 0 | 0 | [12 empty] | admin | 2024-12-12 14:25 |  | CINCINNATI SUB ZERO | BLANKETROL II | 103-19971 | INTENSIVE CARE UNIT SERVICES |  |  | 1 | B | 1 |  | SUP100016 | INSAN BAKTI SDN BHD |  | USA |  | INSAN BAKTI SDN BHD |  |  | 0 | 0 | 0 | 0 |  |  |  |  | 2010-09-30 | KPJ Ipoh Specialist Hospital | 2 | [12 empty] | 2025-12-01 | 2026-06-01 | bar: JUN; DEC
112 | H07B100112 | 12068 | BEMS | B | - | ACT | C | H07 | BEMS | HYPER HYPOTHERMIA SYSTEM | HYPER HYPOTHERMIA SYSTEM | BA | ICU | L01 | ISH/BE/01020 | 0 |  | 0 | HOSPITAL | 38100 | 0 | 0 | 0 | 0 | 0 | 0 | 0 | 0 | 0 | 0 | 2012-11-01 | 1900-01-01 | 13 | [8 empty] | ICU |  |  |  | 0 | 0 | [12 empty] | admin | 2024-12-12 14:25 |  | CINCINNATI SUB ZERO | BLANKETROL II | 104-20073 | INTENSIVE CARE UNIT SERVICES |  |  | 1 | B | 1 |  | SUP100016 | INSAN BAKTI SDN BHD |  | USA |  | INSAN BAKTI SDN BHD |  |  | 0 | 0 | 0 | 0 |  |  |  |  | 2011-03-11 | KPJ Ipoh Specialist Hospital | 2 | [12 empty] | 2025-12-01 | 2026-06-01 | bar: JUN; DEC
113 | H07B100113 | 11407 | BEMS | B | - | ACT | C | H07 | BEMS | ELECTROCARDIOGRAPH | ELECTROCARDIOGRAPH | BA | ICU | L01 | ISH/BE/01173 | 0 |  | 0 | HOSPITAL | 16750 | 0 | 0 | 0 | 0 | 0 | 0 | 0 | 0 | 0 | 0 | 2016-06-01 | 1900-01-01 | 10 | [8 empty] | ICU |  |  |  | 0 | 0 | [12 empty] | admin | 2024-12-12 14:25 |  | NORAV MEDICAL | NECG 12C | NECG-M13506580017 | INTENSIVE CARE UNIT SERVICES |  |  | 1 | B | 1 |  | SUN MEDICAL SYSTEM SDN BHD | SUN MEDICAL SYSTEM SDN BHD |  | GERMANY |  | SUN MEDICAL SYSTEM SDN. BHD |  |  | 0 | 0 | 0 | 0 |  |  |  |  | 2014-06-20 | KPJ Ipoh Specialist Hospital | 2 | [12 empty] | 2025-10-01 | 2026-04-01 | bar: APR; OCT
114 | H07B100114 | 13209 | BEMS | B | - | ACT | N | H07 | BEMS | ENTERAL FEEDING PUMP | ENTERAL FEEDING PUMP | BA | ICU | L01 | ISH/BE/01009 | 0 |  | 0 | HOSPITAL | 3000 | 0 | 0 | 0 | 0 | 0 | 0 | 0 | 0 | 0 | 0 | 2012-09-01 | 1900-01-01 | 13 | [8 empty] | ICU |  |  |  | 0 | 0 | [12 empty] | admin | 2024-12-12 14:25 |  | KANGAROO | T482400S | C1158288 | INTENSIVE CARE UNIT SERVICES |  |  | 1 | B | 1 |  | SCHMIDT BIOMED TECH SDN BHD | SCHMIDT BIOMED TECH SDN BHD |  | USA |  | PRINCIP ENGINEERING |  |  | 0 | 0 | 0 | 0 |  |  |  |  | 2011-08-09 | KPJ Ipoh Specialist Hospital | 1 | [12 empty] | 2025-07-01 | 2026-07-01 | bar: JUL
115 | H07B100115 | 13209 | BEMS | B | - | ACT | N | H07 | BEMS | ENTERAL FEEDING PUMP | ENTERAL FEEDING PUMP | BA | ICU | L01 | ISH/BE/01011 | 0 |  | 0 | HOSPITAL | 3000 | 0 | 0 | 0 | 0 | 0 | 0 | 0 | 0 | 0 | 0 | 2012-09-01 | 1900-01-01 | 13 | [8 empty] | ICU |  |  |  | 0 | 0 | [12 empty] | admin | 2024-12-12 14:25 |  | KANGAROO | T482400S | C1158282 | INTENSIVE CARE UNIT SERVICES |  |  | 1 | B | 1 |  | SCHMIDT BIOMED TECH SDN BHD | SCHMIDT BIOMED TECH SDN BHD |  | USA |  | PRINCIP ENGINEERING |  |  | 0 | 0 | 0 | 0 |  |  |  |  | 2011-08-09 | KPJ Ipoh Specialist Hospital | 1 | [12 empty] | 2025-07-01 | 2026-07-01 | bar: JUL
116 | H07B100116 | 13461 | BEMS | B | - | ACT | N | H07 | BEMS | WEIGHING SCALES | WEIGHING SCALES | BA | DIALYSIS CENTRE | L01 | ISH/BE/01523 | 0 |  | 0 | HOSPITAL | 5800 | 0 | 0 | 0 | 0 | 0 | 0 | 0 | 0 | 0 | 0 | 2018-07-01 | 1900-01-01 | 7 | [8 empty] | ICU |  |  |  | 0 | 0 | [12 empty] | admin | 2024-12-12 14:25 |  | NKR | FM-300 | NKB 10088 | INTENSIVE CARE UNIT SERVICES |  |  | 1 | B | 1 |  | JKS BIOMDICAL SDN BHD | JKS BIOMDICAL SDN BHD | STOR 143300 (FA) | JAPAN |  | PRINCIP ENGINEERING |  |  | 0 | 0 | 0 | 0 |  |  |  |  | 2017-07-17 | KPJ Ipoh Specialist Hospital | 1 | [12 empty] | 2025-08-01 | 2026-08-01 | bar: AUG
117 | H07B100117 | 10447 | BEMS | B | - | ACT | C | H07 | BEMS | BLOOD WARMER | BLOOD WARMER | BA | ICU | L01 | ISH/BE/01128 | 0 |  | 0 | HOSPITAL | 11300 | 0 | 0 | 0 | 0 | 0 | 0 | 0 | 0 | 0 | 0 | 2014-11-01 | 1900-01-01 | 11 | [8 empty] | ICU |  |  |  | 0 | 0 | [12 empty] | admin | 2024-12-12 14:25 |  | STIHLER | ASTOFLOW PLUS ECO | E00345 | INTENSIVE CARE UNIT SERVICES |  |  | 1 | B | 1 |  | GEMILANG ASIA TECHNOLOGY | GEMILANG ASIA TECHNOLOGY | STOR 109981 (FA) | GERMANY |  | GEMILANG ASIA TECHNOLOGY SDN BHD |  |  | 0 | 0 | 0 | 0 |  |  |  |  | 2013-11-28 | KPJ Ipoh Specialist Hospital | 2 | [12 empty] | 2025-10-01 | 2026-04-01 | bar: APR; OCT
118 | H07B100118 | 10414 | BEMS | B | - | ACT | N | H07 | BEMS | WARMING SYSTEM | WARMING SYSTEM | BA | ICU | L01 | ISH/BE/01157 | 0 |  | 0 | HOSPITAL | 9200 | 0 | 0 | 0 | 0 | 0 | 0 | 0 | 0 | 0 | 0 | 2015-03-01 | 1900-01-01 | 10 | [8 empty] | ICU |  |  |  | 0 | 0 | [12 empty] | admin | 2024-12-12 14:25 |  | CINCINNATI SUB ZERO | WARM AIR 135 | 141-1358979 | INTENSIVE CARE UNIT SERVICES |  |  | 1 | B | 1 |  | SUP100016 | INSAN BAKTI SDN BHD | STOR 112302(FA) | USA |  | PRINCIP ENGINEERING |  |  | 0 | 0 | 0 | 0 |  |  |  |  | 2014-03-26 | KPJ Ipoh Specialist Hospital | 2 | [12 empty] | 2025-07-01 | 2026-01-01 | bar: JAN; JUL
119 | H07B100119 | 10414 | BEMS | B | - | ACT | N | H07 | BEMS | WARMING SYSTEM | WARMING SYSTEM | BA | ICU | L01 | ISH/BE/01182 | 0 |  | 0 | HOSPITAL | 9200 | 0 | 0 | 0 | 0 | 0 | 0 | 0 | 0 | 0 | 0 | 2015-02-01 | 1900-01-01 | 10 | [8 empty] | ICU |  |  |  | 0 | 0 | [12 empty] | admin | 2024-12-12 14:25 |  | CINCINNATI SUB ZERO | WARM AIR 135 | 141-1358992 | INTENSIVE CARE UNIT SERVICES |  |  | 1 | B | 1 |  | SUP100016 | INSAN BAKTI SDN BHD | STOR115561(FA) | USA |  | PRINCIP ENGINEERING |  |  | 0 | 0 | 0 | 0 |  |  |  |  | 2014-08-21 | KPJ Ipoh Specialist Hospital | 2 | [12 empty] | 2025-07-01 | 2026-01-01 | bar: JAN; JUL
120 | H07B100120 | 12330 | BEMS | B | - | ACT | N | H07 | BEMS | PATIENT LIFTER | PATIENT LIFTER | BA | ICU | L01 | ISH/BE/01599 | 0 |  | 0 | HOSPITAL | 0 | 0 | 0 | 0 | 0 | 0 | 0 | 0 | 0 | 0 | 0 |  | 1900-01-01 | 5 | [8 empty] | ICU |  |  |  | 0 | 0 | [12 empty] | admin | 2024-12-12 14:25 |  | HANDICARE | CARINA 350 | 661102325 | INTENSIVE CARE UNIT SERVICES |  |  | 1 | B | 1 |  | MEDIKA SUPPLIES SDN BHD | MEDIKA SUPPLIES SDN BHD |  | CHINA |  | PRINCIP ENGINEERING |  |  | 0 | 0 | 0 | 0 |  |  |  |  | 2019-07-23 | KPJ Ipoh Specialist Hospital | 1 | [12 empty] | 2025-02-01 | 2026-02-01 | bar: FEB
121 | H07B100121 | 15645 | BEMS | B | - | ACT | N | H07 | BEMS | HUMIDIFIER WITH INTEGRATED FLOW | HUMIDIFIER WITH INTEGRATED FLOW | BA | ICU | L01 | ISH/BE/01609 | 0 |  | 0 | HOSPITAL | 20710 | 0 | 0 | 0 | 0 | 0 | 0 | 0 | 0 | 0 | 0 | 2022-02-01 | 1900-01-01 | 4 | [8 empty] | ICU |  |  |  | 0 | 0 | [12 empty] | admin | 2024-12-12 14:25 |  | FISHER & PAYKEL | AIRVO 2 | 191203107398 | INTENSIVE CARE UNIT SERVICES |  |  | 1 | B | 1 |  | SUP100023 | DAYA CERGAS (M) SDN BHD | STOR 180654 | NEW ZEALAND |  | DAYA CERGAS (M) SDN BHD |  |  | 0 | 0 | 0 | 0 |  |  |  |  | 2020-12-03 | KPJ Ipoh Specialist Hospital | 1 | [12 empty] | 2025-02-01 | 2026-02-01 | bar: FEB
122 | H07B100122 | 16516 | BEMS | B | - | ACT | C | H07 | BEMS | TEMPORARY EXTERNAL PACEMAKER | TEMPORARY EXTERNAL PACEMAKER | BA | ICU | L01 | ISH/BE/01722 | 0 |  | 0 | HOSPITAL | 20000 | 0 | 0 | 0 | 0 | 0 | 0 | 0 | 0 | 0 | 0 |  | 1900-01-01 | 2 | [8 empty] | ICU |  |  |  | 0 | 0 | [12 empty] | admin | 2024-12-12 14:25 |  | MEDTRONIC | 5392 | DJH044764P | INTENSIVE CARE UNIT SERVICES |  |  | 1 | B | 1 |  | MEDTRONIC MALAYSIA SDN BHD | MEDTRONIC MALAYSIA SDN BHD | STOR 207182 | USA |  | MEDTRONIC MALAYSIA SDN BHD |  |  | 0 | 0 | 0 | 0 |  |  |  |  | 2022-10-11 | KPJ Ipoh Specialist Hospital | 1 | [12 empty] | 2025-11-01 | 2026-11-01 | bar: NOV
123 | H07B100123 | 16749 | BEMS | B | - | ACT | C | H07 | BEMS | ACTIVATED CLOTTING TIME ANALYZER | ACTIVATED CLOTTING TIME ANALYZER | BA | ICU | L01 | ISH/BE/01753 | 0 |  | 0 | HOSPITAL | 18920 | 0 | 0 | 0 | 0 | 0 | 0 | 0 | 0 | 0 | 0 |  | 1900-01-01 | 1 | [8 empty] | ICU |  |  |  | 0 | 0 | [12 empty] | admin | 2024-12-12 14:25 |  | HELENA LABORATORIES | 5755 | 642225701 | INTENSIVE CARE UNIT SERVICES |  |  | 1 | B | 1 |  | ETERNITY HEALTHCARE SDN BHD | ETERNITY HEALTHCARE SDN BHD | STOR 208159 | USA |  | ETERNITY HEALTHCARE SDN BHD |  |  | 0 | 0 | 0 | 0 |  |  |  |  | 2023-01-17 | KPJ Ipoh Specialist Hospital | 1 | [12 empty] | 2025-03-01 | 2026-03-01 | bar: MAR
124 | H07B100124 | 16749 | BEMS | B | - | ACT | C | H07 | BEMS | VENTILATORS | VENTILATORS | BA | ICU | L01 | ISH/BE/01785 | 0 |  | 0 | HOSPITAL | 140000 | 0 | 0 | 0 | 0 | 0 | 0 | 0 | 0 | 0 | 0 |  | 1900-01-01 | 1 | [8 empty] | ICU |  |  |  | 0 | 0 | [12 empty] | admin | 2024-12-12 14:25 |  | MAQUET CRITICAL CARE | 6694800 | 48701 | INTENSIVE CARE UNIT SERVICES |  |  | 1 | B | 1 |  | SUP100018 | IDS MEDICAL SYSTEM (M) SDN BHD | STOR 208537 | SWEDEN |  | IDS MEDICAL SYSTEM (M) SDN BHD |  |  | 0 | 0 | 0 | 0 |  |  |  |  | 2023-03-28 | KPJ Ipoh Specialist Hospital | 2 | [12 empty] | 2025-09-01 | 2026-03-01 | bar: MAR; SEP
125 | H07B100125 | 13460 | BEMS | B | - | ACT | C | H07 | BEMS | VENTILATORS | VENTILATORS | BA | ICU | L01 | ISH/BE/01786 | 0 |  | 0 | HOSPITAL | 140000 | 0 | 0 | 0 | 0 | 0 | 0 | 0 | 0 | 0 | 0 |  | 1900-01-01 | 1 | [8 empty] | ICU |  |  |  | 0 | 0 | [12 empty] | admin | 2024-12-12 14:25 |  | MAQUET CRITICAL CARE | 6694800 | 48702 | INTENSIVE CARE UNIT SERVICES |  |  | 1 | B | 1 |  | SUP100018 | IDS MEDICAL SYSTEM (M) SDN BHD | STOR 208537 | SWEDEN |  | IDS MEDICAL SYSTEM (M) SDN BHD |  |  | 0 | 0 | 0 | 0 |  |  |  |  | 2023-03-28 | KPJ Ipoh Specialist Hospital | 2 | [12 empty] | 2025-09-01 | 2026-03-01 | bar: MAR; SEP
126 | H07B100126 | 15053 | BEMS | B | - | ACT | C | H07 | BEMS | VENTILATORS | VENTILATORS | BA | ICU | L01 | ISH/BE/01787 | 0 |  | 0 | HOSPITAL | 140000 | 0 | 0 | 0 | 0 | 0 | 0 | 0 | 0 | 0 | 0 |  | 1900-01-01 | 1 | [8 empty] | ICU |  |  |  | 0 | 0 | [12 empty] | admin | 2024-12-12 14:25 |  | MAQUET CRITICAL CARE | 6694800 | 48703 | INTENSIVE CARE UNIT SERVICES |  |  | 1 | B | 1 |  | SUP100018 | IDS MEDICAL SYSTEM (M) SDN BHD | STOR 208537 | SWEDEN |  | IDS MEDICAL SYSTEM (M) SDN BHD |  |  | 0 | 0 | 0 | 0 |  |  |  |  | 2023-03-28 | KPJ Ipoh Specialist Hospital | 2 | [12 empty] | 2025-09-01 | 2026-03-01 | bar: MAR; SEP
127 | H07B100127 | 13460 | BEMS | B | - | ACT | C | H07 | BEMS | VENTILATORS | VENTILATORS | BA | ICU | L01 | ISH/BE/01788 | 0 |  | 0 | HOSPITAL | 140000 | 0 | 0 | 0 | 0 | 0 | 0 | 0 | 0 | 0 | 0 |  | 1900-01-01 | 1 | [8 empty] | ICU |  |  |  | 0 | 0 | [12 empty] | admin | 2024-12-12 14:25 |  | MAQUET CRITICAL CARE | 6694800 | 48704 | INTENSIVE CARE UNIT SERVICES |  |  | 1 | B | 1 |  | SUP100018 | IDS MEDICAL SYSTEM (M) SDN BHD | STOR 208537 | SWEDEN |  | IDS MEDICAL SYSTEM (M) SDN BHD |  |  | 0 | 0 | 0 | 0 |  |  |  |  | 2023-03-28 | KPJ Ipoh Specialist Hospital | 2 | [12 empty] | 2025-09-01 | 2026-03-01 | bar: MAR; SEP
128 | H07B100128 | 13461 | BEMS | B | - | ACT | C | H07 | BEMS | VENTILATORS | VENTILATORS | BA | ICU | L01 | ISH/BE/01789 | 0 |  | 0 | HOSPITAL | 140000 | 0 | 0 | 0 | 0 | 0 | 0 | 0 | 0 | 0 | 0 |  | 1900-01-01 | 1 | [8 empty] | ICU |  |  |  | 0 | 0 | [12 empty] | admin | 2024-12-12 14:25 |  | MAQUET CRITICAL CARE | 6694800 | 48705 | INTENSIVE CARE UNIT SERVICES |  |  | 1 | B | 1 |  | SUP100018 | IDS MEDICAL SYSTEM (M) SDN BHD | STOR 208537 | SWEDEN |  | IDS MEDICAL SYSTEM (M) SDN BHD |  |  | 0 | 0 | 0 | 0 |  |  |  |  | 2023-03-28 | KPJ Ipoh Specialist Hospital | 2 | [12 empty] | 2025-09-01 | 2026-03-01 | bar: MAR; SEP
129 | H07B100129 | 13461 | BEMS | B | - | ACT | C | H07 | BEMS | PATIENT MONITORING SYSTEM, PORTABLE | PATIENT MONITORING SYSTEM, PORTABLE | BA | ICU | L01 | ISH/BE/01804 | 0 |  | 0 | HOSPITAL | 42120 | 0 | 0 | 0 | 0 | 0 | 0 | 0 | 0 | 0 | 0 | 2025-05-02 | 1900-01-01 | 1 | [8 empty] | ICU |  |  |  | 0 | 0 | [12 empty] | admin | 2024-12-12 14:25 |  | PHILIPS | INTELLIVUE X3 | DE752L4866 | INTENSIVE CARE UNIT SERVICES |  |  | 1 | B | 1 |  | LAC MEDICAL SUPPLIES SDN BHD | LAC MEDICAL SUPPLIES SDN BHD | STOR 207436 | USA |  | LAC MEDICAL SUPPLIES SDN BHD |  |  | 0 | 0 | 0 | 0 |  |  |  |  | 2023-03-05 | KPJ Ipoh Specialist Hospital | 2 | [12 empty] | 2025-11-01 | 2026-05-01 | bar: MAY; NOV
130 | H07B100130 | 12276 | BEMS | B | - | ACT | N | H07 | BEMS | EXAMINATION LIGHT | EXAMINATION LIGHT | BA | ICU | L01 | ISH/BE/01802 | 0 |  | 0 | HOSPITAL | 850 | 0 | 0 | 0 | 0 | 0 | 0 | 0 | 0 | 0 | 0 | 2024-02-05 | 1900-01-01 | 0 | [8 empty] | ICU |  |  |  | 0 | 0 | [12 empty] | admin | 2024-12-12 14:25 |  | LKL ADVANCE METALTECH SDN | WM701-LED1 | 23SWM054013 | INTENSIVE CARE UNIT SERVICES |  |  | 1 | B | 1 |  | LKL ADVANCE METAKTECH SDN BHD | LKL ADVANCE METAKTECH SDN BHD | STOR 211444 | MALAYSIA |  | LKL ADVANCE METALTECH SDN BHD |  |  | 0 | 0 | 0 | 0 |  |  |  |  | 2023-03-05 | KPJ Ipoh Specialist Hospital | 1 | [12 empty] | 2025-11-01 | 2026-11-01 | bar: NOV
131 | H07B100131 | 12276 | BEMS | B | - | ACT | N | H07 | BEMS | EXAMINATION LIGHT | EXAMINATION LIGHT | BA | WARD 7B | L01 | ISH/BE/01803 | 0 |  | 0 | HOSPITAL | 850 | 0 | 0 | 0 | 0 | 0 | 0 | 0 | 0 | 0 | 0 | 2024-02-05 | 1900-01-01 | 0 | [8 empty] | ICU |  |  |  | 0 | 0 | [12 empty] | admin | 2024-12-12 14:25 |  | LKL ADVANCE METALTECH SDN | WM701-LED1 | 23SWM054014 | INTENSIVE CARE UNIT SERVICES |  |  | 1 | B | 1 |  | LKL ADVANCE METAKTECH SDN BHD | LKL ADVANCE METAKTECH SDN BHD | STOR 211444 | MALAYSIA |  | LKL ADVANCE METALTECH SDN BHD |  |  | 0 | 0 | 0 | 0 |  |  |  |  | 2023-03-05 | KPJ Ipoh Specialist Hospital | 1 | [12 empty] | 2025-11-01 | 2026-11-01 | bar: NOV
132 | H07B100132 | 13215 | BEMS | B | - | ACT | C | H07 | BEMS | INFUSION PUMP | INFUSION PUMP | BA | ICU | L01 | ISH/BE/01809 | 0 |  | 0 | HOSPITAL | 4730 | 0 | 0 | 0 | 0 | 0 | 0 | 0 | 0 | 0 | 0 | 2025-02-05 | 1900-01-01 | 1 | [8 empty] | ICU |  |  |  | 0 | 0 | [12 empty] | admin | 2024-12-12 14:25 |  | TERUMO | TE*LM730A03 | 2003010029 | INTENSIVE CARE UNIT SERVICES |  |  | 1 | B | 1 |  | SUMMIT COMPANY (MALAYSIA) SDN BHD | SUMMIT COMPANY (MALAYSIA) SDN BHD | STOR 211730 | JAPAN |  | PRINCIP ENGINEERING |  |  | 0 | 0 | 0 | 0 |  |  |  |  | 2023-03-05 | KPJ Ipoh Specialist Hospital | 1 | [12 empty] | 2025-05-01 | 2026-05-01 | bar: MAY
133 | H07B100133 | 13215 | BEMS | B | - | ACT | C | H07 | BEMS | INFUSION PUMP | INFUSION PUMP | BA | ICU | L01 | ISH/BE/01822 | 0 |  | 0 | HOSPITAL | 4730 | 0 | 0 | 0 | 0 | 0 | 0 | 0 | 0 | 0 | 0 | 2025-02-05 | 1900-01-01 | 1 | [8 empty] | ICU |  |  |  | 0 | 0 | [12 empty] | admin | 2024-12-12 14:25 |  | TERUMO | TE*LM730A03 | 2008010066 | INTENSIVE CARE UNIT SERVICES |  |  | 1 | B | 1 |  | SUMMIT COMPANY (MALAYSIA) SDN BHD | SUMMIT COMPANY (MALAYSIA) SDN BHD | STOR 211730 | JAPAN |  | PRINCIP ENGINEERING |  |  | 0 | 0 | 0 | 0 |  |  |  |  | 2023-03-05 | KPJ Ipoh Specialist Hospital | 1 | [12 empty] | 2025-05-01 | 2026-05-01 | bar: MAY
134 | H07B100134 | 13462 | BEMS | B | - | ACT | C | H07 | BEMS | SYRINGE PUMP | SYRINGE PUMP | BA | ICU | L01 | ISH/BE/01843 | 0 |  | 0 | HOSPITAL | 3680 | 0 | 0 | 0 | 0 | 0 | 0 | 0 | 0 | 0 | 0 | 2025-02-05 | 1900-01-01 | 1 | [8 empty] | ICU |  |  |  | 0 | 0 | [12 empty] | admin | 2024-12-12 14:25 |  | TERUMO | TE*SS730N02 | 2111012064 | INTENSIVE CARE UNIT SERVICES |  |  | 1 | B | 1 |  | SUMMIT COMPANY (MALAYSIA) SDN BHD | SUMMIT COMPANY (MALAYSIA) SDN BHD | STOR 211747 | JAPAN |  | PRINCIP ENGINEERING |  |  | 0 | 0 | 0 | 0 |  |  |  |  | 2023-03-05 | KPJ Ipoh Specialist Hospital | 1 | [12 empty] | 2025-05-01 | 2026-05-01 | bar: MAY
135 | H07B100135 | 13461 | BEMS | B | - | ACT | C | H07 | BEMS | SYRINGE PUMP | SYRINGE PUMP | BA | ICU | L01 | ISH/BE/01844 | 0 |  | 0 | HOSPITAL | 3680 | 0 | 0 | 0 | 0 | 0 | 0 | 0 | 0 | 0 | 0 | 2025-02-05 | 1900-01-01 | 1 | [8 empty] | ICU |  |  |  | 0 | 0 | [12 empty] | admin | 2024-12-12 14:25 |  | TERUMO | TE*SS730N02 | 2111012065 | INTENSIVE CARE UNIT SERVICES |  |  | 1 | B | 1 |  | SUMMIT COMPANY (MALAYSIA) SDN BHD | SUMMIT COMPANY (MALAYSIA) SDN BHD | STOR 211747 | JAPAN |  | PRINCIP ENGINEERING |  |  | 0 | 0 | 0 | 0 |  |  |  |  | 2023-03-05 | KPJ Ipoh Specialist Hospital | 1 | [12 empty] | 2025-05-01 | 2026-05-01 | bar: MAY
136 | H07B100136 | 13460 | BEMS | B | - | ACT | C | H07 | BEMS | SYRINGE PUMP | SYRINGE PUMP | BA | ICU | L01 | ISH/BE/01845 | 0 |  | 0 | HOSPITAL | 3680 | 0 | 0 | 0 | 0 | 0 | 0 | 0 | 0 | 0 | 0 | 2025-02-05 | 1900-01-01 | 1 | [8 empty] | ICU |  |  |  | 0 | 0 | [12 empty] | admin | 2024-12-12 14:25 |  | TERUMO | TE*SS730N02 | 2111012066 | INTENSIVE CARE UNIT SERVICES |  |  | 1 | B | 1 |  | SUMMIT COMPANY (MALAYSIA) SDN BHD | SUMMIT COMPANY (MALAYSIA) SDN BHD | STOR 211747 | JAPAN |  | PRINCIP ENGINEERING |  |  | 0 | 0 | 0 | 0 |  |  |  |  | 2023-03-05 | KPJ Ipoh Specialist Hospital | 1 | [12 empty] | 2025-05-01 | 2026-05-01 | bar: MAY
137 | H07B100137 | 13461 | BEMS | B | - | ACT | C | H07 | BEMS | SYRINGE PUMP | SYRINGE PUMP | BA | ICU | L01 | ISH/BE/01852 | 0 |  | 0 | HOSPITAL | 3680 | 0 | 0 | 0 | 0 | 0 | 0 | 0 | 0 | 0 | 0 | 2025-02-05 | 1900-01-01 | 1 | [8 empty] | ICU |  |  |  | 0 | 0 | [12 empty] | admin | 2024-12-12 14:25 |  | TERUMO | TE*SS730N02 | 2111012073 | INTENSIVE CARE UNIT SERVICES |  |  | 1 | B | 1 |  | SUMMIT COMPANY (MALAYSIA) SDN BHD | SUMMIT COMPANY (MALAYSIA) SDN BHD | STOR 211747 | JAPAN |  | PRINCIP ENGINEERING |  |  | 0 | 0 | 0 | 0 |  |  |  |  | 2023-03-05 | KPJ Ipoh Specialist Hospital | 1 | [12 empty] | 2025-05-01 | 2026-05-01 | bar: MAY
138 | H07B100138 | 13461 | BEMS | B | - | ACT | C | H07 | BEMS | SYRINGE PUMP | SYRINGE PUMP | BA | ICU | L01 | ISH/BE/01854 | 0 |  | 0 | HOSPITAL | 3680 | 0 | 0 | 0 | 0 | 0 | 0 | 0 | 0 | 0 | 0 | 2025-02-05 | 1900-01-01 | 1 | [8 empty] | ICU |  |  |  | 0 | 0 | [12 empty] | admin | 2024-12-12 14:25 |  | TERUMO | TE*SS730N02 | 2111012075 | INTENSIVE CARE UNIT SERVICES |  |  | 1 | B | 1 |  | SUMMIT COMPANY (MALAYSIA) SDN BHD | SUMMIT COMPANY (MALAYSIA) SDN BHD | STOR 211747 | JAPAN |  | PRINCIP ENGINEERING |  |  | 0 | 0 | 0 | 0 |  |  |  |  | 2023-03-05 | KPJ Ipoh Specialist Hospital | 1 | [12 empty] | 2025-05-01 | 2026-05-01 | bar: MAY
139 | H07B100139 | 13460 | BEMS | B | - | ACT | C | H07 | BEMS | SYRINGE PUMP | SYRINGE PUMP | BA | ICU | L01 | ISH/BE/01856 | 0 |  | 0 | HOSPITAL | 3680 | 0 | 0 | 0 | 0 | 0 | 0 | 0 | 0 | 0 | 0 | 2025-02-05 | 1900-01-01 | 1 | [8 empty] | ICU |  |  |  | 0 | 0 | [12 empty] | admin | 2024-12-12 14:25 |  | TERUMO | TE*SS730N02 | 2111012077 | INTENSIVE CARE UNIT SERVICES |  |  | 1 | B | 1 |  | SUMMIT COMPANY (MALAYSIA) SDN BHD | SUMMIT COMPANY (MALAYSIA) SDN BHD | STOR 211747 | JAPAN |  | PRINCIP ENGINEERING |  |  | 0 | 0 | 0 | 0 |  |  |  |  | 2023-03-05 | KPJ Ipoh Specialist Hospital | 1 | [12 empty] | 2025-05-01 | 2026-05-01 | bar: MAY
140 | H07B100140 | 10347 | BEMS | B | - | ACT | N | H07 | BEMS | ELECTRICAL BEDS | ELECTRICAL BEDS | BA | ICU | L01 | ISH/BE/01859 | 0 |  | 0 | HOSPITAL | 19500 | 0 | 0 | 0 | 0 | 0 | 0 | 0 | 0 | 0 | 0 |  | 1900-01-01 | 1 | [8 empty] | ICU |  |  |  | 0 | 0 | [12 empty] | admin | 2024-12-12 14:25 |  | LKL ADVANCE METALTECH SDN | BA9900-WA3-18 | 23SBA029494 | INTENSIVE CARE UNIT SERVICES |  |  | 1 | B | 1 |  | LKL ADVANCE METALTECH SDN BHD | LKL ADVANCE METALTECH SDN BHD | STOR 210980 | MALAYSIA |  | LKL ADVANCE METALTECH SDN BHD |  |  | 0 | 0 | 0 | 0 |  |  |  |  | 2023-05-23 | KPJ Ipoh Specialist Hospital | 1 | [12 empty] | 2025-05-01 | 2026-05-01 | bar: MAY
141 | H07B100141 | 10347 | BEMS | B | - | ACT | N | H07 | BEMS | ELECTRICAL BEDS | ELECTRICAL BEDS | BA | ICU | L01 | ISH/BE/01860 | 0 |  | 0 | HOSPITAL | 19500 | 0 | 0 | 0 | 0 | 0 | 0 | 0 | 0 | 0 | 0 |  | 1900-01-01 | 1 | [8 empty] | ICU |  |  |  | 0 | 0 | [12 empty] | admin | 2024-12-12 14:25 |  | LKL ADVANCE METALTECH SDN | BA9900-WA3-18 | 23SBA029495 | INTENSIVE CARE UNIT SERVICES |  |  | 1 | B | 1 |  | LKL ADVANCE METALTECH SDN BHD | LKL ADVANCE METALTECH SDN BHD | STOR 210980 | MALAYSIA |  | LKL ADVANCE METALTECH SDN BHD |  |  | 0 | 0 | 0 | 0 |  |  |  |  | 2023-05-23 | KPJ Ipoh Specialist Hospital | 1 | [12 empty] | 2025-05-01 | 2026-05-01 | bar: MAY
142 | H07B100142 | 10347 | BEMS | B | - | ACT | N | H07 | BEMS | ELECTRICAL BEDS | ELECTRICAL BEDS | BA | ICU | L01 | ISH/BE/01861 | 0 |  | 0 | HOSPITAL | 19500 | 0 | 0 | 0 | 0 | 0 | 0 | 0 | 0 | 0 | 0 |  | 1900-01-01 | 1 | [8 empty] | ICU |  |  |  | 0 | 0 | [12 empty] | admin | 2024-12-12 14:25 |  | LKL ADVANCE METALTECH SDN | BA9900-WA3-18 | 23SBA029496 | INTENSIVE CARE UNIT SERVICES |  |  | 1 | B | 1 |  | LKL ADVANCE METALTECH SDN BHD | LKL ADVANCE METALTECH SDN BHD | STOR 210980 | MALAYSIA |  | LKL ADVANCE METALTECH SDN BHD |  |  | 0 | 0 | 0 | 0 |  |  |  |  | 2023-05-23 | KPJ Ipoh Specialist Hospital | 1 | [12 empty] | 2025-05-01 | 2026-05-01 | bar: MAY
143 | H07B100143 | 10347 | BEMS | B | - | ACT | N | H07 | BEMS | ELECTRICAL BEDS | ELECTRICAL BEDS | BA | ICU | L01 | ISH/BE/01862 | 0 |  | 0 | HOSPITAL | 19500 | 0 | 0 | 0 | 0 | 0 | 0 | 0 | 0 | 0 | 0 |  | 1900-01-01 | 1 | [8 empty] | ICU |  |  |  | 0 | 0 | [12 empty] | admin | 2024-12-12 14:25 |  | LKL ADVANCE METALTECH SDN | BA9900-WA3-18 | 23SBA029497 | INTENSIVE CARE UNIT SERVICES |  |  | 1 | B | 1 |  | LKL ADVANCE METALTECH SDN BHD | LKL ADVANCE METALTECH SDN BHD | STOR 210980 | MALAYSIA |  | LKL ADVANCE METALTECH SDN BHD |  |  | 0 | 0 | 0 | 0 |  |  |  |  | 2023-05-23 | KPJ Ipoh Specialist Hospital | 1 | [12 empty] | 2025-05-01 | 2026-05-01 | bar: MAY
144 | H07B100144 | 10347 | BEMS | B | - | ACT | N | H07 | BEMS | ELECTRICAL BEDS | ELECTRICAL BEDS | BA | ICU | L01 | ISH/BE/01687 | 0 |  | 0 | HOSPITAL | 19500 | 0 | 0 | 0 | 0 | 0 | 0 | 0 | 0 | 0 | 0 | 2027-12-07 | 1900-01-01 | 2 | [8 empty] | ICU |  |  |  | 0 | 0 | [12 empty] | admin | 2024-12-12 14:25 |  | LKL ADVANCE METALTECH SDN | BA9900-WA3-18 | 22SBA025488 | INTENSIVE CARE UNIT SERVICES |  |  | 1 | B | 1 |  | LKL ADVANCE METALTECH SDN BHD | LKL ADVANCE METALTECH SDN BHD | STOR 202697 | MALAYSIA |  | LKL ADVANCE METALTECH SDN BHD |  |  | 0 | 0 | 0 | 0 |  |  |  |  | 2022-07-13 | KPJ Ipoh Specialist Hospital | 1 | [12 empty] | 2025-07-01 | 2026-07-01 | bar: JUL
145 | H07B100145 | 10347 | BEMS | B | - | ACT | N | H07 | BEMS | ELECTRICAL BEDS | ELECTRICAL BEDS | BA | ICU | L01 | ISH/BE/01688 | 0 |  | 0 | HOSPITAL | 19500 | 0 | 0 | 0 | 0 | 0 | 0 | 0 | 0 | 0 | 0 | 2027-12-07 | 1900-01-01 | 2 | [8 empty] | ICU |  |  |  | 0 | 0 | [12 empty] | admin | 2024-12-12 14:25 |  | LKL ADVANCE METALTECH SDN | BA9900-WA3-18 | 22SBA025489 | INTENSIVE CARE UNIT SERVICES |  |  | 1 | B | 1 |  | LKL ADVANCE METALTECH SDN BHD | LKL ADVANCE METALTECH SDN BHD | STOR 202697 | MALAYSIA |  | LKL ADVANCE METALTECH SDN BHD |  |  | 0 | 0 | 0 | 0 |  |  |  |  | 2022-07-13 | KPJ Ipoh Specialist Hospital | 1 | [12 empty] | 2025-07-01 | 2026-07-01 | bar: JUL
146 | H07B100146 | 10347 | BEMS | B | - | ACT | N | H07 | BEMS | ELECTRICAL BEDS | ELECTRICAL BEDS | BA | ICU | L01 | ISH/BE/01689 | 0 |  | 0 | HOSPITAL | 19500 | 0 | 0 | 0 | 0 | 0 | 0 | 0 | 0 | 0 | 0 | 2027-12-07 | 1900-01-01 | 2 | [8 empty] | ICU |  |  |  | 0 | 0 | [12 empty] | admin | 2024-12-12 14:25 |  | LKL ADVANCE METALTECH SDN | BA9900-WA3-18 | 22SBA025490 | INTENSIVE CARE UNIT SERVICES |  |  | 1 | B | 1 |  | LKL ADVANCE METALTECH SDN BHD | LKL ADVANCE METALTECH SDN BHD | STOR 202697 | MALAYSIA |  | LKL ADVANCE METALTECH SDN BHD |  |  | 0 | 0 | 0 | 0 |  |  |  |  | 2022-07-13 | KPJ Ipoh Specialist Hospital | 1 | [12 empty] | 2025-07-01 | 2026-07-01 | bar: JUL
147 | H07B100147 | 10347 | BEMS | B | - | ACT | N | H07 | BEMS | ELECTRICAL BEDS | ELECTRICAL BEDS | BA | ICU | L01 | ISH/BE/01690 | 0 |  | 0 | HOSPITAL | 19500 | 0 | 0 | 0 | 0 | 0 | 0 | 0 | 0 | 0 | 0 | 2027-12-07 | 1900-01-01 | 2 | [8 empty] | ICU |  |  |  | 0 | 0 | [12 empty] | admin | 2024-12-12 14:25 |  | LKL ADVANCE METALTECH SDN | BA9900-WA3-18 | 22SBA025491 | INTENSIVE CARE UNIT SERVICES |  |  | 1 | B | 1 |  | LKL ADVANCE METALTECH SDN BHD | LKL ADVANCE METALTECH SDN BHD | STOR 202697 | MALAYSIA |  | LKL ADVANCE METALTECH SDN BHD |  |  | 0 | 0 | 0 | 0 |  |  |  |  | 2022-07-13 | KPJ Ipoh Specialist Hospital | 1 | [12 empty] | 2025-07-01 | 2026-07-01 | bar: JUL
148 | H07B100148 | 10347 | BEMS | B | - | ACT | N | H07 | BEMS | ELECTRICAL BEDS | ELECTRICAL BEDS | BA | ICU | L01 | ISH/BE/01691 | 0 |  | 0 | HOSPITAL | 19500 | 0 | 0 | 0 | 0 | 0 | 0 | 0 | 0 | 0 | 0 | 2027-12-07 | 1900-01-01 | 2 | [8 empty] | ICU |  |  |  | 0 | 0 | [12 empty] | admin | 2024-12-12 14:25 |  | LKL ADVANCE METALTECH SDN | BA9900-WA3-18 | 22SBA025492 | INTENSIVE CARE UNIT SERVICES |  |  | 1 | B | 1 |  | LKL ADVANCE METALTECH SDN BHD | LKL ADVANCE METALTECH SDN BHD | STOR 202697 | MALAYSIA |  | LKL ADVANCE METALTECH SDN BHD |  |  | 0 | 0 | 0 | 0 |  |  |  |  | 2022-07-13 | KPJ Ipoh Specialist Hospital | 1 | [12 empty] | 2025-07-01 | 2026-07-01 | bar: JUL
149 | H07B100149 | 17116 | BEMS | B | - | ACT | C | H07 | BEMS | DEFIBRILLATOR | DEFIBRILLATOR | BA | ICU | L01 | ISH/BE/01893 | 0 |  | 0 | HOSPITAL | 25600 | 0 | 0 | 0 | 0 | 0 | 0 | 0 | 0 | 0 | 0 |  | 1900-01-01 | 1 | [8 empty] | ICU |  |  |  | 0 | 0 | [12 empty] | admin | 2024-12-12 14:25 |  | NIHON KOHDEN | TEC-5631 | 21226 | INTENSIVE CARE UNIT SERVICES |  |  | 1 | B | 1 |  | STAR MEDICAL SYSTEM (M) SDN BHD | STAR MEDICAL SYSTEM (M) SDN BHD | STOR212365 | JAPAN |  | STAR MEDICAL SYSTEM (M) SDN BHD |  |  | 0 | 0 | 0 | 0 |  |  |  |  | 2023-07-20 | KPJ Ipoh Specialist Hospital | 2 | [12 empty] | 2025-07-01 | 2026-01-01 | bar: JAN; JUL
150 | H07B100150 | 11407 | BEMS | B | - | ACT | C | H07 | BEMS | ELECTROCARDIOGRAPH | ELECTROCARDIOGRAPH | BA | ICU | L01 | ISH/BE/01971 | 0 |  | 0 | HOSPITAL | 22000 | 0 | 0 | 0 | 0 | 0 | 0 | 0 | 0 | 0 | 0 | 2024-02-28 | 1900-01-01 | 0 | [8 empty] | ICU |  |  |  | 0 | 0 | [12 empty] | admin | 2024-12-12 14:25 |  | NORAV MEDICAL | NECG-12 | M20C01040002 | INTENSIVE CARE UNIT SERVICES |  |  | 1 | B | 1 |  | SUN MEDICAL SYSTEMS SDN. BHD | SUN MEDICAL SYSTEMS SDN. BHD | STOR 220934 | GERMANY |  | SUN MEDICAL SYSTEM SDN. BHD |  |  | 0 | 0 | 0 | 0 |  |  |  |  | 2024-02-29 | KPJ Ipoh Specialist Hospital | 2 | [12 empty] | 2025-08-01 | 2026-02-01 | bar: FEB; AUG
151 | H07B100151 | 13215 | BEMS | B | - | ACT | C | H07 | BEMS | INFUSION PUMP | INFUSION PUMP | BA | HDU | L02 | ISH/BE/01621 | 0 |  | 0 | HOSPITAL | 0 | 0 | 0 | 0 | 0 | 0 | 0 | 0 | 0 | 0 | 0 |  | 1900-01-01 | 4 | [8 empty] | HDU |  |  |  | 0 | 0 | [12 empty] | admin | 2024-12-12 14:25 |  | TERUMO | TELM730A02 | 2003010051 | HIGH DEPENDENCY UNIT |  |  | 1 | B | 1 |  | SUMMIT COMPANY (M) SDN BHD | SUMMIT COMPANY (M) SDN BHD |  | JAPAN |  | PRINCIP ENGINEERING |  |  | 0 | 0 | 0 | 0 |  |  |  |  | 2020-12-03 | KPJ Ipoh Specialist Hospital | 1 | [12 empty] | 2025-02-01 | 2026-02-01 | bar: FEB
152 | H07B100152 | 13215 | BEMS | B | - | ACT | C | H07 | BEMS | INFUSION PUMP | INFUSION PUMP | BA | HDU | L02 | ISH/BE/01622 | 0 |  | 0 | HOSPITAL | 0 | 0 | 0 | 0 | 0 | 0 | 0 | 0 | 0 | 0 | 0 |  | 1900-01-01 | 4 | [8 empty] | HDU |  |  |  | 0 | 0 | [12 empty] | admin | 2024-12-12 14:25 |  | TERUMO | TELM730A02 | 2003010052 | HIGH DEPENDENCY UNIT |  |  | 1 | B | 1 |  | SUMMIT COMPANY (M) SDN BHD | SUMMIT COMPANY (M) SDN BHD |  | JAPAN |  | PRINCIP ENGINEERING |  |  | 0 | 0 | 0 | 0 |  |  |  |  | 2020-12-03 | KPJ Ipoh Specialist Hospital | 1 | [12 empty] | 2025-02-01 | 2026-02-01 | bar: FEB
153 | H07B100153 | 13215 | BEMS | B | - | ACT | C | H07 | BEMS | INFUSION PUMP | INFUSION PUMP | BA | HDU | L02 | ISH/BE/01623 | 0 |  | 0 | HOSPITAL | 0 | 0 | 0 | 0 | 0 | 0 | 0 | 0 | 0 | 0 | 0 |  | 1900-01-01 | 4 | [8 empty] | HDU |  |  |  | 0 | 0 | [12 empty] | admin | 2024-12-12 14:25 |  | TERUMO | TELM730A02 | 2003010053 | HIGH DEPENDENCY UNIT |  |  | 1 | B | 1 |  | SUMMIT COMPANY (M) SDN BHD | SUMMIT COMPANY (M) SDN BHD |  | JAPAN |  | PRINCIP ENGINEERING |  |  | 0 | 0 | 0 | 0 |  |  |  |  | 2020-12-03 | KPJ Ipoh Specialist Hospital | 1 | [12 empty] | 2025-02-01 | 2026-02-01 | bar: FEB
154 | H07B100154 | 13215 | BEMS | B | - | ACT | C | H07 | BEMS | INFUSION PUMP | INFUSION PUMP | BA | HDU | L02 | ISH/BE/01624 | 0 |  | 0 | HOSPITAL | 0 | 0 | 0 | 0 | 0 | 0 | 0 | 0 | 0 | 0 | 0 |  | 1900-01-01 | 4 | [8 empty] | HDU |  |  |  | 0 | 0 | [12 empty] | admin | 2024-12-12 14:25 |  | TERUMO | TELM730A02 | 2008010011 | HIGH DEPENDENCY UNIT |  |  | 1 | B | 1 |  | SUMMIT COMPANY (M) SDN BHD | SUMMIT COMPANY (M) SDN BHD |  | JAPAN |  | PRINCIP ENGINEERING |  |  | 0 | 0 | 0 | 0 |  |  |  |  | 2020-12-03 | KPJ Ipoh Specialist Hospital | 1 | [12 empty] | 2025-02-01 | 2026-02-01 | bar: FEB
155 | H07B100155 | 13215 | BEMS | B | - | ACT | C | H07 | BEMS | INFUSION PUMP | INFUSION PUMP | BA | HDU | L02 | ISH/BE/01625 | 0 |  | 0 | HOSPITAL | 0 | 0 | 0 | 0 | 0 | 0 | 0 | 0 | 0 | 0 | 0 |  | 1900-01-01 | 4 | [8 empty] | HDU |  |  |  | 0 | 0 | [12 empty] | admin | 2024-12-12 14:25 |  | TERUMO | TELM730A02 | 2008010012 | HIGH DEPENDENCY UNIT |  |  | 1 | B | 1 |  | SUMMIT COMPANY (M) SDN BHD | SUMMIT COMPANY (M) SDN BHD |  | JAPAN |  | PRINCIP ENGINEERING |  |  | 0 | 0 | 0 | 0 |  |  |  |  | 2020-12-03 | KPJ Ipoh Specialist Hospital | 1 | [12 empty] | 2025-02-01 | 2026-02-01 | bar: FEB
156 | H07B100156 | 13215 | BEMS | B | - | ACT | C | H07 | BEMS | INFUSION PUMP | INFUSION PUMP | BA | HDU | L02 | ISH/BE/01626 | 0 |  | 0 | HOSPITAL | 0 | 0 | 0 | 0 | 0 | 0 | 0 | 0 | 0 | 0 | 0 |  | 1900-01-01 | 4 | [8 empty] | HDU |  |  |  | 0 | 0 | [12 empty] | admin | 2024-12-12 14:25 |  | TERUMO | TELM730A02 | 2008010013 | HIGH DEPENDENCY UNIT |  |  | 1 | B | 1 |  | SUMMIT COMPANY (M) SDN BHD | SUMMIT COMPANY (M) SDN BHD |  | JAPAN |  | PRINCIP ENGINEERING |  |  | 0 | 0 | 0 | 0 |  |  |  |  | 2020-12-03 | KPJ Ipoh Specialist Hospital | 1 | [12 empty] | 2025-02-01 | 2026-02-01 | bar: FEB
157 | H07B100157 | 13217 | BEMS | B | - | ACT | C | H07 | BEMS | SYRINGE PUMP | SYRINGE PUMP | BA | HDU | L02 | ISH/BE/01627 | 0 |  | 0 | HOSPITAL | 0 | 0 | 0 | 0 | 0 | 0 | 0 | 0 | 0 | 0 | 0 |  | 1900-01-01 | 4 | [8 empty] | HDU |  |  |  | 0 | 0 | [12 empty] | admin | 2024-12-12 14:25 |  | TERUMO | TESS730N02 | 2007010013 | HIGH DEPENDENCY UNIT |  |  | 1 | B | 1 |  | SUMMIT COMPANY (M) SDN BHD | SUMMIT COMPANY (M) SDN BHD |  | JAPAN |  | PRINCIP ENGINEERING |  |  | 0 | 0 | 0 | 0 |  |  |  |  | 2020-12-03 | KPJ Ipoh Specialist Hospital | 1 | [12 empty] | 2025-02-01 | 2026-02-01 | bar: FEB
158 | H07B100158 | 13217 | BEMS | B | - | ACT | C | H07 | BEMS | SYRINGE PUMP | SYRINGE PUMP | BA | HDU | L02 | ISH/BE/01628 | 0 |  | 0 | HOSPITAL | 0 | 0 | 0 | 0 | 0 | 0 | 0 | 0 | 0 | 0 | 0 |  | 1900-01-01 | 4 | [8 empty] | HDU |  |  |  | 0 | 0 | [12 empty] | admin | 2024-12-12 14:25 |  | TERUMO | TESS730N02 | 2007010014 | HIGH DEPENDENCY UNIT |  |  | 1 | B | 1 |  | SUMMIT COMPANY (M) SDN BHD | SUMMIT COMPANY (M) SDN BHD |  | JAPAN |  | PRINCIP ENGINEERING |  |  | 0 | 0 | 0 | 0 |  |  |  |  | 2020-12-03 | KPJ Ipoh Specialist Hospital | 1 | [12 empty] | 2025-02-01 | 2026-02-01 | bar: FEB
159 | H07B100159 | 13217 | BEMS | B | - | ACT | C | H07 | BEMS | SYRINGE PUMP | SYRINGE PUMP | BA | HDU | L02 | ISH/BE/01629 | 0 |  | 0 | HOSPITAL | 0 | 0 | 0 | 0 | 0 | 0 | 0 | 0 | 0 | 0 | 0 |  | 1900-01-01 | 4 | [8 empty] | HDU |  |  |  | 0 | 0 | [12 empty] | admin | 2024-12-12 14:25 |  | TERUMO | TESS730N02 | 2007010015 | HIGH DEPENDENCY UNIT |  |  | 1 | B | 1 |  | SUMMIT COMPANY (M) SDN BHD | SUMMIT COMPANY (M) SDN BHD |  | JAPAN |  | PRINCIP ENGINEERING |  |  | 0 | 0 | 0 | 0 |  |  |  |  | 2020-12-03 | KPJ Ipoh Specialist Hospital | 1 | [12 empty] | 2025-02-01 | 2026-02-01 | bar: FEB
160 | H07B100160 | 13217 | BEMS | B | - | ACT | C | H07 | BEMS | SYRINGE PUMP | SYRINGE PUMP | BA | HDU | L02 | ISH/BE/01630 | 0 |  | 0 | HOSPITAL | 0 | 0 | 0 | 0 | 0 | 0 | 0 | 0 | 0 | 0 | 0 |  | 1900-01-01 | 4 | [8 empty] | HDU |  |  |  | 0 | 0 | [12 empty] | admin | 2024-12-12 14:25 |  | TERUMO | TESS730N02 | 2007010016 | HIGH DEPENDENCY UNIT |  |  | 1 | B | 1 |  | SUMMIT COMPANY (M) SDN BHD | SUMMIT COMPANY (M) SDN BHD |  | JAPAN |  | PRINCIP ENGINEERING |  |  | 0 | 0 | 0 | 0 |  |  |  |  | 2020-12-03 | KPJ Ipoh Specialist Hospital | 1 | [12 empty] | 2025-02-01 | 2026-02-01 | bar: FEB
161 | H07B100161 | 13217 | BEMS | B | - | ACT | C | H07 | BEMS | SYRINGE PUMP | SYRINGE PUMP | BA | HDU | L02 | ISH/BE/01631 | 0 |  | 0 | HOSPITAL | 0 | 0 | 0 | 0 | 0 | 0 | 0 | 0 | 0 | 0 | 0 |  | 1900-01-01 | 4 | [8 empty] | HDU |  |  |  | 0 | 0 | [12 empty] | admin | 2024-12-12 14:25 |  | TERUMO | TESS730N02 | 2007010017 | HIGH DEPENDENCY UNIT |  |  | 1 | B | 1 |  | SUMMIT COMPANY (M) SDN BHD | SUMMIT COMPANY (M) SDN BHD |  | JAPAN |  | PRINCIP ENGINEERING |  |  | 0 | 0 | 0 | 0 |  |  |  |  | 2020-12-03 | KPJ Ipoh Specialist Hospital | 1 | [12 empty] | 2025-02-01 | 2026-02-01 | bar: FEB
162 | H07B100162 | 13217 | BEMS | B | - | ACT | C | H07 | BEMS | SYRINGE PUMP | SYRINGE PUMP | BA | HDU | L02 | ISH/BE/01632 | 0 |  | 0 | HOSPITAL | 0 | 0 | 0 | 0 | 0 | 0 | 0 | 0 | 0 | 0 | 0 |  | 1900-01-01 | 4 | [8 empty] | HDU |  |  |  | 0 | 0 | [12 empty] | admin | 2024-12-12 14:25 |  | TERUMO | TESS730N02 | 2007010018 | HIGH DEPENDENCY UNIT |  |  | 1 | B | 1 |  | SUMMIT COMPANY (M) SDN BHD | SUMMIT COMPANY (M) SDN BHD |  | JAPAN |  | PRINCIP ENGINEERING |  |  | 0 | 0 | 0 | 0 |  |  |  |  | 2020-12-03 | KPJ Ipoh Specialist Hospital | 1 | [12 empty] | 2025-02-01 | 2026-02-01 | bar: FEB
163 | H07B100163 | 12647 | BEMS | B | - | ACT | C | H07 | BEMS | PATIENT MONITORING SYSTEM | PATIENT MONITORING SYSTEM | BA | HDU | L02 | ISH/BE/01642 | 0 |  | 0 | HOSPITAL | 0 | 0 | 0 | 0 | 0 | 0 | 0 | 0 | 0 | 0 | 0 |  | 1900-01-01 | 3 | [8 empty] | HDU |  |  |  | 0 | 0 | [12 empty] | admin | 2024-12-12 14:25 |  | MINDRAY | N17 | F2-11011908 | HIGH DEPENDENCY UNIT |  |  | 1 | B | 1 |  | SCHMIDT BIOMED TECH SDN BHD | SCHMIDT BIOMED TECH SDN BHD |  | CHINA |  | SCHMIDT BIOMEDTECH SDN BHD |  |  | 0 | 0 | 0 | 0 |  |  |  |  | 2021-02-04 | KPJ Ipoh Specialist Hospital | 2 | [12 empty] | 2025-08-01 | 2026-02-01 | bar: FEB; AUG
164 | H07B100164 | 12647 | BEMS | B | - | ACT | C | H07 | BEMS | PATIENT MONITORING SYSTEM | PATIENT MONITORING SYSTEM | BA | HDU | L02 | ISH/BE/01643 | 0 |  | 0 | HOSPITAL | 0 | 0 | 0 | 0 | 0 | 0 | 0 | 0 | 0 | 0 | 0 |  | 1900-01-01 | 3 | [8 empty] | HDU |  |  |  | 0 | 0 | [12 empty] | admin | 2024-12-12 14:25 |  | MINDRAY | N17 | F2-11011909 | HIGH DEPENDENCY UNIT |  |  | 1 | B | 1 |  | SCHMIDT BIOMED TECH SDN BHD | SCHMIDT BIOMED TECH SDN BHD |  | CHINA |  | SCHMIDT BIOMEDTECH SDN BHD |  |  | 0 | 0 | 0 | 0 |  |  |  |  | 2021-02-04 | KPJ Ipoh Specialist Hospital | 2 | [12 empty] | 2025-08-01 | 2026-02-01 | bar: FEB; AUG
165 | H07B100165 | 12647 | BEMS | B | - | ACT | C | H07 | BEMS | PATIENT MONITORING SYSTEM | PATIENT MONITORING SYSTEM | BA | HDU | L02 | ISH/BE/01644 | 0 |  | 0 | HOSPITAL | 0 | 0 | 0 | 0 | 0 | 0 | 0 | 0 | 0 | 0 | 0 |  | 1900-01-01 | 3 | [8 empty] | HDU |  |  |  | 0 | 0 | [12 empty] | admin | 2024-12-12 14:25 |  | MINDRAY | N17 | F2-11011910 | HIGH DEPENDENCY UNIT |  |  | 1 | B | 1 |  | SCHMIDT BIOMED TECH SDN BHD | SCHMIDT BIOMED TECH SDN BHD |  | CHINA |  | SCHMIDT BIOMEDTECH SDN BHD |  |  | 0 | 0 | 0 | 0 |  |  |  |  | 2021-02-04 | KPJ Ipoh Specialist Hospital | 2 | [12 empty] | 2025-08-01 | 2026-02-01 | bar: FEB; AUG
166 | H07B100166 | 12647 | BEMS | B | - | ACT | C | H07 | BEMS | PATIENT MONITORING SYSTEM | PATIENT MONITORING SYSTEM | BA | HDU | L02 | ISH/BE/01645 | 0 |  | 0 | HOSPITAL | 0 | 0 | 0 | 0 | 0 | 0 | 0 | 0 | 0 | 0 | 0 |  | 1900-01-01 | 3 | [8 empty] | HDU |  |  |  | 0 | 0 | [12 empty] | admin | 2024-12-12 14:25 |  | MINDRAY | N17 | F2-11011911 | HIGH DEPENDENCY UNIT |  |  | 1 | B | 1 |  | SCHMIDT BIOMED TECH SDN BHD | SCHMIDT BIOMED TECH SDN BHD |  | CHINA |  | SCHMIDT BIOMEDTECH SDN BHD |  |  | 0 | 0 | 0 | 0 |  |  |  |  | 2021-02-04 | KPJ Ipoh Specialist Hospital | 2 | [12 empty] | 2025-08-01 | 2026-02-01 | bar: FEB; AUG
167 | H07B100167 | 12647 | BEMS | B | - | ACT | C | H07 | BEMS | PATIENT MONITORING SYSTEM | PATIENT MONITORING SYSTEM | BA | HDU | L02 | ISH/BE/01646 | 0 |  | 0 | HOSPITAL | 0 | 0 | 0 | 0 | 0 | 0 | 0 | 0 | 0 | 0 | 0 |  | 1900-01-01 | 3 | [8 empty] | HDU |  |  |  | 0 | 0 | [12 empty] | admin | 2024-12-12 14:25 |  | MINDRAY | N17 | F2-11011912 | HIGH DEPENDENCY UNIT |  |  | 1 | B | 1 |  | SCHMIDT BIOMED TECH SDN BHD | SCHMIDT BIOMED TECH SDN BHD |  | CHINA |  | SCHMIDT BIOMEDTECH SDN BHD |  |  | 0 | 0 | 0 | 0 |  |  |  |  | 2021-02-04 | KPJ Ipoh Specialist Hospital | 2 | [12 empty] | 2025-08-01 | 2026-02-01 | bar: FEB; AUG
168 | H07B100168 | 12647 | BEMS | B | - | ACT | C | H07 | BEMS | PATIENT MONITORING SYSTEM | PATIENT MONITORING SYSTEM | BA | HDU | L02 | ISH/BE/01647 | 0 |  | 0 | HOSPITAL | 0 | 0 | 0 | 0 | 0 | 0 | 0 | 0 | 0 | 0 | 0 |  | 1900-01-01 | 3 | [8 empty] | HDU |  |  |  | 0 | 0 | [12 empty] | admin | 2024-12-12 14:25 |  | MINDRAY | N17 | F2-11011913 | HIGH DEPENDENCY UNIT |  |  | 1 | B | 1 |  | SCHMIDT BIOMED TECH SDN BHD | SCHMIDT BIOMED TECH SDN BHD |  | CHINA |  | SCHMIDT BIOMEDTECH SDN BHD |  |  | 0 | 0 | 0 | 0 |  |  |  |  | 2021-02-04 | KPJ Ipoh Specialist Hospital | 2 | [12 empty] | 2025-08-01 | 2026-02-01 | bar: FEB; AUG
169 | H07B100169 | 13217 | BEMS | B | - | ACT | C | H07 | BEMS | SYRINGE PUMP | SYRINGE PUMP | BA | HDU | L02 | ISH/BE/00368 | 0 |  | 0 | HOSPITAL | 2950 | 0 | 0 | 0 | 0 | 0 | 0 | 0 | 0 | 0 | 0 |  | 1900-01-01 | 17 | [8 empty] | HDU |  |  |  | 0 | 0 | [12 empty] | admin | 2024-12-12 14:25 |  | TERUMO | TE 311 | 06100056 | HIGH DEPENDENCY UNIT |  |  | 1 | B | 1 |  | HOSPIMETRIX SDN BHD | HOSPIMETRIX SDN BHD |  | JAPAN |  | PRINCIP ENGINEERING |  |  | 0 | 0 | 0 | 0 |  |  |  |  | 2007-01-22 | KPJ Ipoh Specialist Hospital | 1 | [12 empty] | 2025-06-01 | 2026-06-01 | bar: JUN
170 | H07B100170 | 11073 | BEMS | B | - | ACT | N | H07 | BEMS | NIBP MONITOR | NIBP MONITOR | BA | HDU | L02 | ISH/BE/00915 | 0 |  | 0 | HOSPITAL | 4900 | 0 | 0 | 0 | 0 | 0 | 0 | 0 | 0 | 0 | 0 | 2011-11-01 | 1900-01-01 | 14 | [8 empty] | HDU |  |  |  | 0 | 0 | [12 empty] | admin | 2024-12-12 14:25 |  | GE | V100 | SDT 10250230 SA | HIGH DEPENDENCY UNIT |  |  | 1 | B | 1 |  | MEDITECH ADVANCE SDN BHD | MEDITECH ADVANCE SDN BHD |  | GERMANY |  | PRINCIP ENGINEERING |  |  | 0 | 0 | 0 | 0 |  |  |  |  | 2010-09-11 | KPJ Ipoh Specialist Hospital | 2 | [12 empty] | 2025-09-01 | 2026-03-01 | bar: MAR; SEP
171 | H07B100171 | 11073 | BEMS | B | - | ACT | N | H07 | BEMS | NIBP MONITOR | NIBP MONITOR | BA | HDU | L02 | ISH/BE/00916 | 0 |  | 0 | HOSPITAL | 4900 | 0 | 0 | 0 | 0 | 0 | 0 | 0 | 0 | 0 | 0 | 2011-11-01 | 1900-01-01 | 14 | [8 empty] | HDU |  |  |  | 0 | 0 | [12 empty] | admin | 2024-12-12 14:25 |  | GE | V100 | SDT 10250233 SA | HIGH DEPENDENCY UNIT |  |  | 1 | B | 1 |  | MEDITECH ADVANCE SDN BHD | MEDITECH ADVANCE SDN BHD |  | GERMANY |  | PRINCIP ENGINEERING |  |  | 0 | 0 | 0 | 0 |  |  |  |  | 2010-09-11 | KPJ Ipoh Specialist Hospital | 2 | [12 empty] | 2025-09-01 | 2026-03-01 | bar: MAR; SEP
172 | H07B100172 | 12276 | BEMS | B | - | ACT | N | H07 | BEMS | EXAMINATION LIGHT | EXAMINATION LIGHT | BA | HDU | L02 | ISH/BE/00415 | 0 |  | 0 | HOSPITAL | 500 | 0 | 0 | 0 | 0 | 0 | 0 | 0 | 0 | 0 | 0 |  | 1900-01-01 | 24 | [8 empty] | HDU |  |  |  | 0 | 0 | [12 empty] | admin | 2024-12-12 14:25 |  | EL | EL102 | 10281126 | HIGH DEPENDENCY UNIT |  |  | 1 | B | 1 |  | EASTERN MEDICAL SDN BHD | EASTERN MEDICAL SDN BHD |  | USA |  | PRINCIP ENGINEERING |  |  | 0 | 0 | 0 | 0 |  |  |  |  | 2000-01-01 | KPJ Ipoh Specialist Hospital | 1 | [12 empty] | 2025-04-01 | 2026-04-01 | bar: APR
173 | H07B100173 | 16156 | BEMS | B | - | ACT | N | H07 | BEMS | ANEROID SPHYGMOMANOMETER | ANEROID SPHYGMOMANOMETER | BA | HDU | L02 | ISH/BE/01161 | 0 |  | 0 | HOSPITAL | 440 | 0 | 0 | 0 | 0 | 0 | 0 | 0 | 0 | 0 | 0 | 2015-04-01 | 1900-01-01 | 10 | [8 empty] | HDU |  |  |  | 0 | 0 | [12 empty] | admin | 2024-12-12 14:25 |  | WELCH ALLYN | 767 | 131218030655 | HIGH DEPENDENCY UNIT |  |  | 1 | B | 1 |  | JESS MED | JESS MED | STOR 105449 (FA) | GERMANY |  | PRINCIP ENGINEERING |  |  | 0 | 0 | 0 | 0 |  |  |  |  | 2014-04-11 | KPJ Ipoh Specialist Hospital | 1 | [12 empty] | 2025-12-01 | 2026-12-01 | bar: DEC
174 | H07B100174 | 16156 | BEMS | B | - | ACT | N | H07 | BEMS | ANEROID SPHYGMOMANOMETER | ANEROID SPHYGMOMANOMETER | BA | HDU | L02 | ISH/BE/01162 | 0 |  | 0 | HOSPITAL | 440 | 0 | 0 | 0 | 0 | 0 | 0 | 0 | 0 | 0 | 0 | 2015-04-01 | 1900-01-01 | 10 | [8 empty] | HDU |  |  |  | 0 | 0 | [12 empty] | admin | 2024-12-12 14:25 |  | WELCH ALLYN | 767 | 131218024965 | HIGH DEPENDENCY UNIT |  |  | 1 | B | 1 |  | JESS MED | JESS MED | STOR 105449 (FA) | GERMANY |  | PRINCIP ENGINEERING |  |  | 0 | 0 | 0 | 0 |  |  |  |  | 2014-04-11 | KPJ Ipoh Specialist Hospital | 1 | [12 empty] | 2025-12-01 | 2026-12-01 | bar: DEC
175 | H07B100175 | 17148 | BEMS | B | - | ACT | C | H07 | BEMS | OXIMETERS, PULSE | OXIMETERS, PULSE | BA | HDU | L02 | ISH/BE/01253 | 0 |  | 0 | HOSPITAL | 4700 | 0 | 0 | 0 | 0 | 0 | 0 | 0 | 0 | 0 | 0 | 2016-03-01 | 1900-01-01 | 9 | [8 empty] | HDU |  |  |  | 0 | 0 | [12 empty] | admin | 2024-12-12 14:25 |  | PHILIPS | VM1 | MB42600628 | HIGH DEPENDENCY UNIT |  |  | 1 | B | 1 |  | SUP100018 | IDS MEDICAL SYSTEM (M) SDN BHD | STOR 116229(FDA) | GERMANY |  | PRINCIP ENGINEERING |  |  | 0 | 0 | 0 | 0 |  |  |  |  | 2015-03-31 | KPJ Ipoh Specialist Hospital | 2 | [12 empty] | 2025-09-01 | 2026-03-01 | bar: MAR; SEP
176 | H07B100176 | 12636 | BEMS | B | - | ACT | C | H07 | BEMS | VITAL SIGN MONITOR | VITAL SIGN MONITOR | BA | HDU | L02 | ISH/BE/01188 | 0 |  | 0 | HOSPITAL | 5500 | 0 | 0 | 0 | 0 | 0 | 0 | 0 | 0 | 0 | 0 | 2015-09-01 | 1900-01-01 | 10 | [8 empty] | HDU |  |  |  | 0 | 0 | [12 empty] | admin | 2024-12-12 14:25 |  | ADVANCED INST, US | VSM-300 | 302041-M13406260007 | HIGH DEPENDENCY UNIT |  |  | 1 | B | 1 |  | UWC HEALTHCARE SDN BHD | UWC HEALTHCARE SDN BHD |  | USA |  | PRINCIP ENGINEERING |  |  | 0 | 0 | 0 | 0 |  |  |  |  | 2014-09-25 | KPJ Ipoh Specialist Hospital | 2 | [12 empty] | 2025-09-01 | 2026-03-01 | bar: MAR; SEP
177 | H07B100177 | 13460 | BEMS | B | - | ACT | N | H07 | BEMS | WEIGHING SCALES, CHAIR | WEIGHING SCALES, CHAIR | BA | HDU | L02 | ISH/BE/01799 | 0 |  | 0 | HOSPITAL | 5350 | 0 | 0 | 0 | 0 | 0 | 0 | 0 | 0 | 0 | 0 |  | 1900-01-01 | 1 | [8 empty] | HDU |  |  |  | 0 | 0 | [12 empty] | admin | 2024-12-12 14:25 |  | SECA | SECA 952 | 10000000946923 | HIGH DEPENDENCY UNIT |  |  | 1 | B | 1 |  | HARMONI JAYA | HARMONI JAYA | STOR 210131 | USA |  | HARMONI JAYA |  |  | 0 | 0 | 0 | 0 |  |  |  |  | 2023-04-14 | KPJ Ipoh Specialist Hospital | 1 | [12 empty] | 2025-04-01 | 2026-04-01 | bar: APR
178 | H07B100178 | 12636 | BEMS | B | - | ACT | N | H07 | BEMS | VITAL SIGN MONITOR | VITAL SIGN MONITOR | BA | HDU | L02 | ISH/BE/01950 | 0 |  | 0 | HOSPITAL | 6000 | 0 | 0 | 0 | 0 | 0 | 0 | 0 | 0 | 0 | 0 |  | 1900-01-01 | 1 | [8 empty] | HDU |  |  |  | 0 | 0 | [12 empty] | admin | 2024-12-12 14:25 |  | NIHON KOHDEN | SVM-7260 | 01484 | HIGH DEPENDENCY UNIT |  |  | 1 | B | 1 |  | STAR MEDICAL SYSTEM (M) SDN BHD | STAR MEDICAL SYSTEM (M) SDN BHD |  | JAPAN |  | STAR MEDICAL SYSTEM (M) SDN BHD |  |  | 0 | 0 | 0 | 0 |  |  |  |  | 2023-10-26 | KPJ Ipoh Specialist Hospital | 2 | [12 empty] | 2025-10-01 | 2026-04-01 | bar: APR; OCT
179 | H07B100179 | 17116 | BEMS | B | - | ACT | C | H07 | BEMS | DEFIBRILLATORS | DEFIBRILLATORS | BA | HDU | L02 | ISH/BE/00922 | 0 |  | 0 | HOSPITAL | 25500 | 0 | 0 | 0 | 0 | 0 | 0 | 0 | 0 | 0 | 0 | 2011-12-01 | 1900-01-01 | 14 | [8 empty] | HDU |  |  |  | 0 | 0 | [12 empty] | admin | 2024-12-12 14:25 |  | PHILIPS | M4735A | US00588547 | HIGH DEPENDENCY UNIT |  |  | 1 | B | 1 |  | UWC HEALTHCARE SDN BHD | UWC HEALTHCARE SDN BHD |  | GERMANY |  | PRINCIP ENGINEERING |  |  | 0 | 0 | 0 | 0 |  |  |  |  | 2010-12-21 | KPJ Ipoh Specialist Hospital | 2 | [12 empty] | 2025-07-01 | 2026-01-01 | bar: JAN; JUL
180 | H07B100180 | 17116 | BEMS | B | - | ACT | C | H07 | BEMS | DEFIBRILLATORS | DEFIBRILLATORS | BA | HDU | L02 | ISH/BE/02016 | 0 |  | 0 | HOSPITAL | 24400 | 0 | 0 | 0 | 0 | 0 | 0 | 0 | 0 | 0 | 0 | 2025-05-19 | 1900-01-01 | 0 | [8 empty] | HDU |  |  |  | 0 | 0 | [12 empty] | admin | 2024-12-12 14:25 |  | NIHON KOHDEN | TEC-5631 | 23771 | HIGH DEPENDENCY UNIT |  |  | 1 | B | 1 |  | STAR MEDICAL SYSTEM (M) SDN BHD | STAR MEDICAL SYSTEM (M) SDN BHD | STOR 224602 | JAPAN |  | STAR MEDICAL SYSTEM (M) SDN BHD |  |  | 0 | 0 | 0 | 0 |  |  |  |  | 2024-05-20 | KPJ Ipoh Specialist Hospital | 2 | [12 empty] | 2025-11-01 | 2026-05-01 | bar: MAY; NOV
181 | H07B100181 | 15709 | BEMS | B | - | ACT | C | H07 | BEMS | I-STAT | I-STAT | BA | HDU | L02 | ISH/BE/02019 | 0 |  | 0 | HOSPITAL | 44550 | 0 | 0 | 0 | 0 | 0 | 0 | 0 | 0 | 0 | 0 | 2025-06-05 | 1900-01-01 | 0 | [8 empty] | HDU |  |  |  | 0 | 0 | [12 empty] | admin | 2024-12-12 14:25 |  | ABBOTT | I-STAT ALINITY | 810419 | HIGH DEPENDENCY UNIT |  |  | 1 | B | 1 |  | TRANSMEDIC HEALTHCARE SDN BHD | TRANSMEDIC HEALTHCARE SDN BHD | STOR 220991 |  |  | TRANSMEDIC HEALTHCARE SDN BHD |  |  | 0 | 0 | 0 | 0 |  |  |  |  | 2024-06-06 | KPJ Ipoh Specialist Hospital | 2 | [12 empty] | 2025-12-01 | 2026-06-01 | bar: JUN; DEC
182 | H07B100182 | 10208 | BEMS | B | - | ACT | N | H07 | BEMS | ASPIRATOR | ASPIRATOR | BA | HDU | L02 | ISH/BE/02046 | 0 |  | 0 | HOSPITAL | 1400 | 0 | 0 | 0 | 0 | 0 | 0 | 0 | 0 | 0 | 0 | 2025-09-04 | 1900-01-01 | 0 | [8 empty] | HDU |  |  |  | 0 | 0 | [12 empty] | admin | 2024-12-12 14:25 |  | CA-MI | NEW ASKIR 30 PROXIMITY | 8447 | HIGH DEPENDENCY UNIT |  |  | 1 | B | 1 |  | SUP100026 | PRINCIP ENGINEERING | STOR 229889 | ITALY |  | PRINCIP ENGINEERING |  |  | 0 | 0 | 0 | 0 |  |  |  |  | 2024-09-05 | KPJ Ipoh Specialist Hospital | 1 | [12 empty] | 2025-09-01 | 2026-09-01 | bar: SEP
183 | H07B100183 | 11407 | BEMS | B | - | ACT | N | H07 | BEMS | ELECTROCARDIOGRAPH | ELECTROCARDIOGRAPH | BA | HDU | L02 | ISH/BE/02062 | 0 |  | 0 | HOSPITAL | 22000 | 0 | 0 | 0 | 0 | 0 | 0 | 0 | 0 | 0 | 0 | 2027-09-19 | 1900-01-01 | 0 | [8 empty] | HDU |  |  |  | 0 | 0 | [12 empty] | admin | 2024-12-12 14:25 |  | ADVANCED INSTRUMENTATIONS | ECG 12C | 361267-M24516040002 | HIGH DEPENDENCY UNIT |  |  | 1 | B | 1 |  | SUN MEDICAL SYSTEM SDN BHD | SUN MEDICAL SYSTEM SDN BHD | STOR 229261 | USA |  | SUN MEDICAL SYSTEM SDN. BHD |  |  | 0 | 0 | 0 | 0 |  |  |  |  | 2024-09-20 | KPJ Ipoh Specialist Hospital | 2 | [12 empty] | 2025-09-01 | 2026-03-01 | bar: MAR; SEP
184 | H07B100184 | 12647 | BEMS | B | - | ACT | C | H07 | BEMS | PATIENT MONITORING SYSTEM | PATIENT MONITORING SYSTEM | BA | HDU | L02 | ISH/BE/02075 | 0 |  | 0 | HOSPITAL | 50445 | 0 | 0 | 0 | 0 | 0 | 0 | 0 | 0 | 0 | 0 | 2026-10-09 | 1900-01-01 | 0 | [8 empty] | HDU |  |  |  | 0 | 0 | [12 empty] | admin | 2024-12-12 14:25 |  | MINDRAY | BENEVISION N17 | F2-48034490 | HIGH DEPENDENCY UNIT |  |  | 1 | B | 1 |  | SCHMIDT BIOMED TECH SDN BHD | SCHMIDT BIOMED TECH SDN BHD | STOR 228576 | CHINA |  | SCHMIDT BIOMEDTECH SDN BHD |  |  | 0 | 0 | 0 | 0 |  |  |  |  | 2024-10-10 | KPJ Ipoh Specialist Hospital | 2 | [12 empty] | 2025-10-01 | 2026-04-01 | bar: APR; OCT
185 | H07B100185 | 12647 | BEMS | B | - | ACT | C | H07 | BEMS | PATIENT MONITORING SYSTEM | PATIENT MONITORING SYSTEM | BA | HDU | L02 | ISH/BE/02076 | 0 |  | 0 | HOSPITAL | 50445 | 0 | 0 | 0 | 0 | 0 | 0 | 0 | 0 | 0 | 0 | 2026-10-09 | 1900-01-01 | 0 | [8 empty] | HDU |  |  |  | 0 | 0 | [12 empty] | admin | 2024-12-12 14:25 |  | MINDRAY | BENEVISION N17 | F2-48034491 | HIGH DEPENDENCY UNIT |  |  | 1 | B | 1 |  | SCHMIDT BIOMED TECH SDN BHD | SCHMIDT BIOMED TECH SDN BHD | STOR 228576 | CHINA |  | SCHMIDT BIOMEDTECH SDN BHD |  |  | 0 | 0 | 0 | 0 |  |  |  |  | 2024-10-10 | KPJ Ipoh Specialist Hospital | 2 | [12 empty] | 2025-10-01 | 2026-04-01 | bar: APR; OCT
186 | H07B100186 | 12647 | BEMS | B | - | ACT | C | H07 | BEMS | PATIENT MONITORING SYSTEM | PATIENT MONITORING SYSTEM | BA | HDU | L02 | ISH/BE/02077 | 0 |  | 0 | HOSPITAL | 50445 | 0 | 0 | 0 | 0 | 0 | 0 | 0 | 0 | 0 | 0 | 2026-10-09 | 1900-01-01 | 0 | [8 empty] | HDU |  |  |  | 0 | 0 | [12 empty] | admin | 2024-12-12 14:25 |  | MINDRAY | BENEVISION N17 | F2-48034492 | HIGH DEPENDENCY UNIT |  |  | 1 | B | 1 |  | SCHMIDT BIOMED TECH SDN BHD | SCHMIDT BIOMED TECH SDN BHD | STOR 228576 | CHINA |  | SCHMIDT BIOMEDTECH SDN BHD |  |  | 0 | 0 | 0 | 0 |  |  |  |  | 2024-10-10 | KPJ Ipoh Specialist Hospital | 2 | [12 empty] | 2025-10-01 | 2026-04-01 | bar: APR; OCT
187 | H07B100187 | 12647 | BEMS | B | - | ACT | C | H07 | BEMS | PATIENT MONITORING SYSTEM | PATIENT MONITORING SYSTEM | BA | HDU | L02 | ISH/BE/02078 | 0 |  | 0 | HOSPITAL | 50445 | 0 | 0 | 0 | 0 | 0 | 0 | 0 | 0 | 0 | 0 | 2026-10-09 | 1900-01-01 | 0 | [8 empty] | HDU |  |  |  | 0 | 0 | [12 empty] | admin | 2024-12-12 14:25 |  | MINDRAY | BENEVISION N17 | F2-48034493 | HIGH DEPENDENCY UNIT |  |  | 1 | B | 1 |  | SCHMIDT BIOMED TECH SDN BHD | SCHMIDT BIOMED TECH SDN BHD | STOR 228576 | CHINA |  | SCHMIDT BIOMEDTECH SDN BHD |  |  | 0 | 0 | 0 | 0 |  |  |  |  | 2024-10-10 | KPJ Ipoh Specialist Hospital | 2 | [12 empty] | 2025-10-01 | 2026-04-01 | bar: APR; OCT
188 | H07B100188 | 12647 | BEMS | B | - | ACT | C | H07 | BEMS | PATIENT MONITORING SYSTEM | PATIENT MONITORING SYSTEM | BA | HDU | L02 | ISH/BE/02079 | 0 |  | 0 | HOSPITAL | 50445 | 0 | 0 | 0 | 0 | 0 | 0 | 0 | 0 | 0 | 0 | 2026-10-09 | 1900-01-01 | 0 | [8 empty] | HDU |  |  |  | 0 | 0 | [12 empty] | admin | 2024-12-12 14:25 |  | MINDRAY | BENEVISION N17 | F2-45031667 | HIGH DEPENDENCY UNIT |  |  | 1 | B | 1 |  | SCHMIDT BIOMED TECH SDN BHD | SCHMIDT BIOMED TECH SDN BHD | STOR 225004 | CHINA |  | SCHMIDT BIOMEDTECH SDN BHD |  |  | 0 | 0 | 0 | 0 |  |  |  |  | 2024-10-10 | KPJ Ipoh Specialist Hospital | 2 | [12 empty] | 2025-10-01 | 2026-04-01 | bar: APR; OCT
189 | H07B100189 | 12647 | BEMS | B | - | ACT | C | H07 | BEMS | PATIENT MONITORING SYSTEM | PATIENT MONITORING SYSTEM | BA | HDU | L02 | ISH/BE/02080 | 0 |  | 0 | HOSPITAL | 50445 | 0 | 0 | 0 | 0 | 0 | 0 | 0 | 0 | 0 | 0 | 2026-10-09 | 1900-01-01 | 0 | [8 empty] | HDU |  |  |  | 0 | 0 | [12 empty] | admin | 2024-12-12 14:25 |  | MINDRAY | BENEVISION N17 | F2-45031668 | HIGH DEPENDENCY UNIT |  |  | 1 | B | 1 |  | SCHMIDT BIOMED TECH SDN BHD | SCHMIDT BIOMED TECH SDN BHD | STOR 225004 | CHINA |  | SCHMIDT BIOMEDTECH SDN BHD |  |  | 0 | 0 | 0 | 0 |  |  |  |  | 2024-10-10 | KPJ Ipoh Specialist Hospital | 2 | [12 empty] | 2025-10-01 | 2026-04-01 | bar: APR; OCT
190 | H07B100190 | 12647 | BEMS | B | - | ACT | C | H07 | BEMS | PATIENT MONITORING SYSTEM | PATIENT MONITORING SYSTEM | BA | HDU | L02 | ISH/BE/02081 | 0 |  | 0 | HOSPITAL | 50445 | 0 | 0 | 0 | 0 | 0 | 0 | 0 | 0 | 0 | 0 | 2026-10-09 | 1900-01-01 | 0 | [8 empty] | HDU |  |  |  | 0 | 0 | [12 empty] | admin | 2024-12-12 14:25 |  | MINDRAY | BENEVISION N17 | F2-48034494 | HIGH DEPENDENCY UNIT |  |  | 1 | B | 1 |  | SCHMIDT BIOMED TECH SDN BHD | SCHMIDT BIOMED TECH SDN BHD | STOR 225004 | CHINA |  | SCHMIDT BIOMEDTECH SDN BHD |  |  | 0 | 0 | 0 | 0 |  |  |  |  | 2024-10-10 | KPJ Ipoh Specialist Hospital | 2 | [12 empty] | 2025-10-01 | 2026-04-01 | bar: APR; OCT
191 | H07B100191 | 17001 | BEMS | B | - | ACT | C | H07 | BEMS | CENTRAL MONITOR | CENTRAL MONITOR | BA | HDU | L02 | ISH/BE/02082 | 0 |  | 0 | HOSPITAL | 83790 | 0 | 0 | 0 | 0 | 0 | 0 | 0 | 0 | 0 | 0 | 2026-10-09 | 1900-01-01 | 0 | [8 empty] | HDU |  |  |  | 0 | 0 | [12 empty] | admin | 2024-12-12 14:25 |  | MINDRAY | 33CB-CTO-S01 | JB-45037421 | HIGH DEPENDENCY UNIT |  |  | 1 | B | 1 |  | SCHMIDT BIOMED TECH SDN BHD | SCHMIDT BIOMED TECH SDN BHD | STOR 225004 | CHINA |  | SCHMIDT BIOMEDTECH SDN BHD |  |  | 0 | 0 | 0 | 0 |  |  |  |  | 2024-10-10 | KPJ Ipoh Specialist Hospital | 2 | [12 empty] | 2025-10-01 | 2026-04-01 | bar: APR; OCT
192 | H07B100192 | 10969 | BEMS | B | - | ACT | C | H07 | BEMS | DVT PUMP | DVT PUMP | BA | HDU | L02 | ISH/BE/02090 | 0 |  | 0 | HOSPITAL | 8100 | 0 | 0 | 0 | 0 | 0 | 0 | 0 | 0 | 0 | 0 | 2024-11-21 | 1900-01-01 | 0 | [8 empty] | HDU |  |  |  | 0 | 0 | [12 empty] | admin | 2024-12-12 14:25 |  | DAESUNG MAREF | 4000S | 20121671 | HIGH DEPENDENCY UNIT |  |  | 1 | B | 1 |  | SUP100004 | GEMILANG ASIA TECHNOLOGY SDN BHD | STOR 232020 (FA) | KOREA |  | GEMILANG ASIA TECHNOLOGY SDN BHD |  |  | 0 | 0 | 0 | 0 |  |  |  |  | 2024-11-22 | KPJ Ipoh Specialist Hospital | 2 | [12 empty] | 2025-05-01 | 2026-05-01 | bar: MAY; NOV
193 | H07B100193 | 15613 | BEMS | B | - | ACT | C | H07 | BEMS | VENTILATOR, TRANSPORT | VENTILATOR, TRANSPORT | BA | NICU | L01 | ISH/BE/01367 | 0 |  | 0 | HOSPITAL | 59000 | 0 | 0 | 0 | 0 | 0 | 0 | 0 | 0 | 0 | 0 | 2018-04-01 | 1900-01-01 | 8 | [8 empty] | NICU |  |  |  | 0 | 0 | [12 empty] | admin | 2024-12-12 14:25 |  | SMITHS MEDICAL | BABYPAC 100 | 1507133 | NICU |  |  | 1 | B | 1 |  | PERNIAGAAN MEGA MEDIK | PERNIAGAAN MEGA MEDIK | STOR 130967(FA) | USA |  | PRIMED MEDICAL SDN BHD |  |  | 0 | 0 | 0 | 0 |  |  |  |  | 2016-04-08 | KPJ Ipoh Specialist Hospital | 1 | [12 empty] | 2025-10-01 | 2026-10-01 | bar: OCT
194 | H07B100194 | 14346 | BEMS | B | - | ACT | C | H07 | BEMS | TRANSILLUMINATOR | TRANSILLUMINATOR | BA | NICU | L01 | ISH/BE/01373 | 0 |  | 0 | HOSPITAL | 4770 | 0 | 0 | 0 | 0 | 0 | 0 | 0 | 0 | 0 | 0 | 2018-04-01 | 1900-01-01 | 8 | [8 empty] | NICU |  |  |  | 0 | 0 | [12 empty] | admin | 2024-12-12 14:25 |  | STIHLER | ASTODIA | DA03408 | NICU |  |  | 1 | B | 1 |  | SUP100004 | GEMILANG ASIA TECHNOLOGY SDN BHD | STOR 131077 (FA) | GERMANY |  | GEMILANG ASIA TECHNOLOGY SDN BHD |  |  | 0 | 0 | 0 | 0 |  |  |  |  | 2016-04-04 | KPJ Ipoh Specialist Hospital | 2 | [12 empty] | 2025-10-01 | 2026-04-01 | bar: APR; OCT
195 | H07B100195 | 15613 | BEMS | B | - | ACT | C | H07 | BEMS | OSCILLATORY VENTILATOR | OSCILLATORY VENTILATOR | BA | NICU | L01 | ISH/BE/01374 | 0 |  | 0 | HOSPITAL | 159200 | 0 | 0 | 0 | 0 | 0 | 0 | 0 | 0 | 0 | 0 | 2018-04-01 | 1900-01-01 | 8 | [8 empty] | NICU |  |  |  | 0 | 0 | [12 empty] | admin | 2024-12-12 14:25 |  | CAREFUSION | 3100A | BEW01525 | NICU |  |  | 1 | B | 1 |  | SCHMIDT BIOMED TECH SDN BHD | SCHMIDT BIOMED TECH SDN BHD | STOR 130961 (FA) | USA |  | SCHMIDT BIOMEDTECH SDN BHD |  |  | 0 | 0 | 0 | 0 |  |  |  |  | 2016-04-06 | KPJ Ipoh Specialist Hospital | 2 | [12 empty] | 2025-10-01 | 2026-04-01 | bar: APR; OCT
196 | H07B100196 | 17148 | BEMS | B | - | ACT | C | H07 | BEMS | OXYMETER, PULSE | OXYMETER, PULSE | BA | NICU | L01 | ISH/BE/01387 | 0 |  | 0 | HOSPITAL | 7000 | 0 | 0 | 0 | 0 | 0 | 0 | 0 | 0 | 0 | 0 | 2017-04-01 | 1900-01-01 | 8 | [8 empty] | NICU |  |  |  | 0 | 0 | [12 empty] | admin | 2024-12-12 14:25 |  | MASIMO | R2932-RADICAL7TS | 243052 | NICU |  |  | 1 | B | 1 |  | RESPIMEDIC SDN BHD | RESPIMEDIC SDN BHD | STOR 130972 (FA) | USA |  | PRINCIP ENGINEERING |  |  | 0 | 0 | 0 | 0 |  |  |  |  | 2016-04-20 | KPJ Ipoh Specialist Hospital | 1 | [12 empty] | 2025-07-01 | 2026-07-01 | bar: JUL
197 | H07B100197 | 17148 | BEMS | B | - | ACT | C | H07 | BEMS | OXYMETER, PULSE | OXYMETER, PULSE | BA | NICU | L01 | ISH/BE/01388 | 0 |  | 0 | HOSPITAL | 7000 | 0 | 0 | 0 | 0 | 0 | 0 | 0 | 0 | 0 | 0 | 2017-04-01 | 1900-01-01 | 8 | [8 empty] | NICU |  |  |  | 0 | 0 | [12 empty] | admin | 2024-12-12 14:25 |  | MASIMO | R2932-RADICAL7TS | 243033 | NICU |  |  | 1 | B | 1 |  | RESPIMEDIC SDN BHD | RESPIMEDIC SDN BHD | STOR 130972 (FA) | USA |  | PRINCIP ENGINEERING |  |  | 0 | 0 | 0 | 0 |  |  |  |  | 2016-04-20 | KPJ Ipoh Specialist Hospital | 1 | [12 empty] | 2025-07-01 | 2026-07-01 | bar: JUL
198 | H07B100198 | 13360 | BEMS | B | - | ACT | C | H07 | BEMS | NEOPUFF | NEOPUFF | BA | NICU | L01 | ISH/BE/01389 | 0 |  | 0 | HOSPITAL | 5660 | 0 | 0 | 0 | 0 | 0 | 0 | 0 | 0 | 0 | 0 | 2017-04-01 | 1900-01-01 | 0 | [8 empty] | NICU |  |  |  | 0 | 0 | [12 empty] | admin | 2024-12-12 14:25 |  | FISHER & PAYKEL | RD900 | 150929003488 | NICU |  |  | 1 | B | 1 |  | SUP100023 | DAYA CERGAS (M) SDN BHD | STOR 131033 (FA) | USA |  | DAYA CERGAS (M) SDN BHD |  |  | 0 | 0 | 0 | 0 |  |  |  |  | 2016-04-25 | KPJ Ipoh Specialist Hospital | 1 | [12 empty] | 2025-12-01 | 2026-12-01 | bar: DEC
199 | H07B100199 | 13360 | BEMS | B | - | ACT | C | H07 | BEMS | NEOPUFF | NEOPUFF | BA | NICU | L01 | ISH/BE/01390 | 0 |  | 0 | HOSPITAL | 5660 | 0 | 0 | 0 | 0 | 0 | 0 | 0 | 0 | 0 | 0 | 2017-04-01 | 1900-01-01 | 0 | [8 empty] | NICU |  |  |  | 0 | 0 | [12 empty] | admin | 2024-12-12 14:25 |  | FISHER & PAYKEL | RD900 | 150929003489 | NICU |  |  | 1 | B | 1 |  | SUP100023 | DAYA CERGAS (M) SDN BHD | STOR 131033 (FA) | USA |  | DAYA CERGAS (M) SDN BHD |  |  | 0 | 0 | 0 | 0 |  |  |  |  | 2016-04-25 | KPJ Ipoh Specialist Hospital | 1 | [12 empty] | 2025-12-01 | 2026-12-01 | bar: DEC
200 | H07B100200 | 11467 | BEMS | B | - | ACT | C | H07 | BEMS | AEEG MONITORING SYSTEM | AEEG MONITORING SYSTEM | BA | NICU | L01 | ISH/BE/01394 | 0 |  | 0 | HOSPITAL | 120000 | 0 | 0 | 0 | 0 | 0 | 0 | 0 | 0 | 0 | 0 | 2017-04-01 | 1900-01-01 | 0 | [8 empty] | NICU |  |  |  | 0 | 0 | [12 empty] | admin | 2024-12-12 14:25 |  | NATUS | NICOLET ONE | UR166529G | NICU |  |  | 1 | B | 1 |  | DAN MEDIK SDN BHD | DAN MEDIK SDN BHD | STOR 131029 (FA) | USA |  | DAN MEDIK SDN BHD |  |  | 0 | 0 | 0 | 0 |  |  |  |  | 2016-04-26 | KPJ Ipoh Specialist Hospital | 2 | [12 empty] | 2025-07-01 | 2026-01-01 | bar: JAN; JUL
201 | H07B100201 | 12701 | BEMS | B | - | ACT | C | H07 | BEMS | DUOPAP | DUOPAP | BA | NICU | L01 | ISH/BE/01414 | 0 |  | 0 | HOSPITAL | 65000 | 0 | 0 | 0 | 0 | 0 | 0 | 0 | 0 | 0 | 0 | 2018-06-01 | 1900-01-01 | 8 | [8 empty] | NICU |  |  |  | 0 | 0 | [12 empty] | admin | 2024-12-12 14:25 |  | ACUTRONIC | 7250.N | AT21HD-0888 | NICU |  |  | 1 | B | 1 |  | SCHMIDT BIOMED TECH SDN BHD | SCHMIDT BIOMED TECH SDN BHD | STOR 130958(FA) | USA |  | SCHMIDT BIOMEDTECH SDN BHD |  |  | 0 | 0 | 0 | 0 |  |  |  |  | 2016-06-08 | KPJ Ipoh Specialist Hospital | 2 | [12 empty] | 2025-12-01 | 2026-06-01 | bar: JUN; DEC
202 | H07B100202 | 12701 | BEMS | B | - | ACT | C | H07 | BEMS | DUOPAP | DUOPAP | BA | NICU | L01 | ISH/BE/01415 | 0 |  | 0 | HOSPITAL | 65000 | 0 | 0 | 0 | 0 | 0 | 0 | 0 | 0 | 0 | 0 | 2018-06-01 | 1900-01-01 | 8 | [8 empty] | NICU |  |  |  | 0 | 0 | [12 empty] | admin | 2024-12-12 14:25 |  | ACUTRONIC | 7250.N | AT21HD-0910 | NICU |  |  | 1 | B | 1 |  | SCHMIDT BIOMED TECH SDN BHD | SCHMIDT BIOMED TECH SDN BHD | STOR 130958(FA) | USA |  | SCHMIDT BIOMEDTECH SDN BHD |  |  | 0 | 0 | 0 | 0 |  |  |  |  | 2016-06-08 | KPJ Ipoh Specialist Hospital | 2 | [12 empty] | 2025-12-01 | 2026-06-01 | bar: JUN; DEC
203 | H07B100203 | 16539 | BEMS | B | - | ACT | C | H07 | BEMS | TEMPERATURE MANAGEMENT SYSTEM | TEMPERATURE MANAGEMENT SYSTEM | BA | NICU | L01 | ISH/BE/01421 | 0 |  | 0 | HOSPITAL | 140000 | 0 | 0 | 0 | 0 | 0 | 0 | 0 | 0 | 0 | 0 | 2018-06-01 | 1900-01-01 | 8 | [8 empty] | NICU |  |  |  | 0 | 0 | [12 empty] | admin | 2024-12-12 14:25 |  | MEDIVANCE | 5000 | DYAQY043 | NICU |  |  | 1 | B | 1 |  | UNITED ITALIAN TRADING (M) SDN BHD | UNITED ITALIAN TRADING (M) SDN BHD | STOR 131088 (FA) | USA |  | DAN MEDIK SDN BHD |  |  | 0 | 0 | 0 | 0 |  |  |  |  | 2016-06-23 | KPJ Ipoh Specialist Hospital | 2 | [12 empty] | 2025-11-01 | 2026-05-01 | bar: MAY; NOV
204 | H07B100204 | 15613 | BEMS | B | - | ACT | C | H07 | BEMS | VENTILATOR, NEONATAL | VENTILATOR, NEONATAL | BA | NICU | L01 | ISH/BE/01422 | 0 |  | 0 | HOSPITAL | 163500 | 0 | 0 | 0 | 0 | 0 | 0 | 0 | 0 | 0 | 0 | 2018-06-01 | 1900-01-01 | 8 | [8 empty] | NICU |  |  |  | 0 | 0 | [12 empty] | admin | 2024-12-12 14:25 |  | DRAGER | BABYLOG VN 500 | ASJD-0079 | NICU |  |  | 1 | B | 1 |  | GLOBAL HEALTHCARE LOGISTIC (M) SDN BHD | GLOBAL HEALTHCARE LOGISTIC (M) SDN BHD | STOR 130960(FA) | GERMANY |  | DREAGER MALAYSIA SDN BHD |  |  | 0 | 0 | 0 | 0 |  |  |  |  | 2016-06-23 | KPJ Ipoh Specialist Hospital | 2 | [12 empty] | 2025-12-01 | 2026-06-01 | bar: JUN; DEC
205 | H07B100205 | 15613 | BEMS | B | - | ACT | C | H07 | BEMS | VENTILATOR, NEONATAL | VENTILATOR, NEONATAL | BA | NICU | L01 | ISH/BE/01423 | 0 |  | 0 | HOSPITAL | 163500 | 0 | 0 | 0 | 0 | 0 | 0 | 0 | 0 | 0 | 0 | 2018-06-01 | 1900-01-01 | 8 | [8 empty] | NICU |  |  |  | 0 | 0 | [12 empty] | admin | 2024-12-12 14:25 |  | DRAGER | BABYLOG VN 500 | ASJD-0080 | NICU |  |  | 1 | B | 1 |  | GLOBAL HEALTHCARE LOGISTIC (M) SDN BHD | GLOBAL HEALTHCARE LOGISTIC (M) SDN BHD | STOR 130960(FA) | GERMANY |  | DREAGER MALAYSIA SDN BHD |  |  | 0 | 0 | 0 | 0 |  |  |  |  | 2016-06-23 | KPJ Ipoh Specialist Hospital | 2 | [12 empty] | 2025-09-01 | 2026-03-01 | bar: MAR; SEP
206 | H07B100206 | 12113 | BEMS | B | - | ACT | C | H07 | BEMS | OMNIBED | OMNIBED | BA | NICU | L01 | ISH/BE/01425 | 0 |  | 0 | HOSPITAL | 109500 | 0 | 0 | 0 | 0 | 0 | 0 | 0 | 0 | 0 | 0 | 2018-07-01 | 1900-01-01 | 8 | [8 empty] | NICU |  |  |  | 0 | 0 | [12 empty] | admin | 2024-12-12 14:25 |  | GE | GIRAFFE | HDGU67374 | NICU |  |  | 1 | B | 1 |  | GETZ HEALTHCARE (M) SDN BHD | GETZ HEALTHCARE (M) SDN BHD | STOR 130964(FA) | GERMANY |  | EXPERT HEALTHCARE SDN BHD |  |  | 0 | 0 | 0 | 0 |  |  |  |  | 2016-07-12 | KPJ Ipoh Specialist Hospital | 2 | [12 empty] | 2025-11-01 | 2026-05-01 | bar: MAY; NOV
207 | H07B100207 | 12113 | BEMS | B | - | ACT | C | H07 | BEMS | OMNIBED | OMNIBED | BA | NICU | L01 | ISH/BE/01426 | 0 |  | 0 | HOSPITAL | 109500 | 0 | 0 | 0 | 0 | 0 | 0 | 0 | 0 | 0 | 0 | 2018-07-01 | 1900-01-01 | 8 | [8 empty] | NICU |  |  |  | 0 | 0 | [12 empty] | admin | 2024-12-12 14:25 |  | GE | GIRRAFE | HDGU67373 | NICU |  |  | 1 | B | 1 |  | GETZ HEALTHCARE (M) SDN BHD | GETZ HEALTHCARE (M) SDN BHD | STOR 130964(FA) | GERMANY |  | EXPERT HEALTHCARE SDN BHD |  |  | 0 | 0 | 0 | 0 |  |  |  |  | 2016-07-12 | KPJ Ipoh Specialist Hospital | 2 | [12 empty] | 2025-12-01 | 2026-06-01 | bar: JUN; DEC
208 | H07B100208 | 13037 | BEMS | B | - | ACT | C | H07 | BEMS | BILIBED | BILIBED | BA | NICU | L01 | ISH/BE/01427 | 0 |  | 0 | HOSPITAL | 17500 | 0 | 0 | 0 | 0 | 0 | 0 | 0 | 0 | 0 | 0 | 2018-07-01 | 1900-01-01 | 8 | [8 empty] | NICU |  |  |  | 0 | 0 | [12 empty] | admin | 2024-12-12 14:25 |  | GE | BILISOFT | HFAV60553 | NICU |  |  | 1 | B | 1 |  | GETZ HEALTHCARE (M) SDN BHD | GETZ HEALTHCARE (M) SDN BHD | STOR 130964(FA) | GERMANY |  | EXPERT HEALTHCARE SDN BHD |  |  | 0 | 0 | 0 | 0 |  |  |  |  | 2016-07-12 | KPJ Ipoh Specialist Hospital | 2 | [12 empty] | 2025-08-01 | 2026-02-01 | bar: FEB; AUG
209 | H07B100209 | 13037 | BEMS | B | - | ACT | N | H07 | BEMS | PHOTOTHERAPY UNIT | PHOTOTHERAPY UNIT | BA | NICU | L01 | ISH/BE/01428 | 0 |  | 0 | HOSPITAL | 9500 | 0 | 0 | 0 | 0 | 0 | 0 | 0 | 0 | 0 | 0 | 2018-07-01 | 1900-01-01 | 8 | [8 empty] | NICU |  |  |  | 0 | 0 | [12 empty] | admin | 2024-12-12 14:25 |  | GE | EQ LULLABY LED | SGT15469423PA | NICU |  |  | 1 | B | 1 |  | GETZ HEALTHCARE (M) SDN BHD | GETZ HEALTHCARE (M) SDN BHD | STOR 130964(FA) | GERMANY |  | PRINCIP ENGINEERING |  |  | 0 | 0 | 0 | 0 |  |  |  |  | 2016-07-12 | KPJ Ipoh Specialist Hospital | 1 | [12 empty] | 2025-05-01 | 2026-05-01 | bar: MAY
210 | H07B100210 | 13037 | BEMS | B | - | ACT | N | H07 | BEMS | PHOTOTHERAPY UNIT | PHOTOTHERAPY UNIT | BA | NICU | L01 | ISH/BE/01429 | 0 |  | 0 | HOSPITAL | 9500 | 0 | 0 | 0 | 0 | 0 | 0 | 0 | 0 | 0 | 0 | 2018-07-01 | 1900-01-01 | 8 | [8 empty] | NICU |  |  |  | 0 | 0 | [12 empty] | admin | 2024-12-12 14:25 |  | GE | EQ LULLABY LED | SGT15469424PA | NICU |  |  | 1 | B | 1 |  | GETZ HEALTHCARE (M) SDN BHD | GETZ HEALTHCARE (M) SDN BHD | STOR 130964(FA) | GERMANY |  | EXPERT HEALTHCARE SDN BHD |  |  | 0 | 0 | 0 | 0 |  |  |  |  | 2016-07-12 | KPJ Ipoh Specialist Hospital | 1 | [12 empty] | 2025-05-01 | 2026-05-01 | bar: MAY
211 | H07B100211 | - | BEMS | B | - | ACT | C | H07 | BEMS | NITRIC OXIDE DELIVERY SYSTEM | NITRIC OXIDE DELIVERY SYSTEM | BA | NICU | L01 | ISH/BE/01566 | 0 |  | 0 | HOSPITAL | 147000 | 0 | 0 | 0 | 0 | 0 | 0 | 0 | 0 | 0 | 0 | 2020-03-01 | 1900-01-01 | 6 | [8 empty] | NICU |  |  |  | 0 | 0 | [12 empty] | admin | 2024-12-12 14:25 |  | EKU | iNO | ASKB-0002 NOAE615121 | NICU |  |  | 1 | B | 1 |  | GAS WALKER MIRAMED SDN BHD | GAS WALKER MIRAMED SDN BHD | STOR 154949 (FA) | GERMANY |  | GAS WALKER MIRAMED SDN BHD |  |  | 0 | 0 | 0 | 0 |  |  |  |  | 2018-03-21 | KPJ Ipoh Specialist Hospital | 1 | [12 empty] | 2025-04-01 | 2026-04-01 | bar: APR
212 | H07B100212 | 13215 | BEMS | B | - | ACT | C | H07 | BEMS | INFUSION PUMP | INFUSION PUMP | BA | NICU | L01 | ISH/BE/01635 | 0 |  | 0 | HOSPITAL | 4250 | 0 | 0 | 0 | 0 | 0 | 0 | 0 | 0 | 0 | 0 |  | 1900-01-01 | 4 | [8 empty] | NICU |  |  |  | 0 | 0 | [12 empty] | admin | 2024-12-12 14:25 |  | TERUMO | TELM730A02 | 2008010014 | NICU |  |  | 1 | B | 1 |  | SUMMIT COMPANY (M) SDN BHD | SUMMIT COMPANY (M) SDN BHD |  | JAPAN |  | PRINCIP ENGINEERING |  |  | 0 | 0 | 0 | 0 |  |  |  |  | 2020-12-03 | KPJ Ipoh Specialist Hospital | 1 | [12 empty] | 2025-06-01 | 2026-06-01 | bar: JUN
213 | H07B100213 | 13215 | BEMS | B | - | ACT | C | H07 | BEMS | INFUSION PUMP | INFUSION PUMP | BA | NICU | L01 | ISH/BE/01636 | 0 |  | 0 | HOSPITAL | 4250 | 0 | 0 | 0 | 0 | 0 | 0 | 0 | 0 | 0 | 0 |  | 1900-01-01 | 4 | [8 empty] | NICU |  |  |  | 0 | 0 | [12 empty] | admin | 2024-12-12 14:25 |  | TERUMO | TELM730A02 | 2008010015 | NICU |  |  | 1 | B | 1 |  | SUMMIT COMPANY (M) SDN BHD | SUMMIT COMPANY (M) SDN BHD |  | JAPAN |  | PRINCIP ENGINEERING |  |  | 0 | 0 | 0 | 0 |  |  |  |  | 2020-12-03 | KPJ Ipoh Specialist Hospital | 1 | [12 empty] | 2025-06-01 | 2026-06-01 | bar: JUN
214 | H07B100214 | 13217 | BEMS | B | - | ACT | C | H07 | BEMS | SYRINGE PUMP | SYRINGE PUMP | BA | NICU | L01 | ISH/BE/01637 | 0 |  | 0 | HOSPITAL | 4250 | 0 | 0 | 0 | 0 | 0 | 0 | 0 | 0 | 0 | 0 |  | 1900-01-01 | 4 | [8 empty] | NICU |  |  |  | 0 | 0 | [12 empty] | admin | 2024-12-12 14:25 |  | TERUMO | TESS730N02 | 2007010020 | NICU |  |  | 1 | B | 1 |  | SUMMIT COMPANY (M) SDN BHD | SUMMIT COMPANY (M) SDN BHD |  | JAPAN |  | PRINCIP ENGINEERING |  |  | 0 | 0 | 0 | 0 |  |  |  |  | 2020-12-03 | KPJ Ipoh Specialist Hospital | 1 | [12 empty] | 2025-02-01 | 2026-02-01 | bar: FEB
215 | H07B100215 | 13217 | BEMS | B | - | ACT | C | H07 | BEMS | SYRINGE PUMP | SYRINGE PUMP | BA | NICU | L01 | ISH/BE/01638 | 0 |  | 0 | HOSPITAL | 4250 | 0 | 0 | 0 | 0 | 0 | 0 | 0 | 0 | 0 | 0 |  | 1900-01-01 | 4 | [8 empty] | NICU |  |  |  | 0 | 0 | [12 empty] | admin | 2024-12-12 14:25 |  | TERUMO | TESS730N02 | 2007010019 | NICU |  |  | 1 | B | 1 |  | SUMMIT COMPANY (M) SDN BHD | SUMMIT COMPANY (M) SDN BHD |  | JAPAN |  | PRINCIP ENGINEERING |  |  | 0 | 0 | 0 | 0 |  |  |  |  | 2020-12-03 | KPJ Ipoh Specialist Hospital | 1 | [12 empty] | 2025-02-01 | 2026-02-01 | bar: FEB
216 | H07B100216 | 13217 | BEMS | B | - | ACT | C | H07 | BEMS | SYRINGE PUMP | SYRINGE PUMP | BA | NICU | L01 | ISH/BE/01639 | 0 |  | 0 | HOSPITAL | 4250 | 0 | 0 | 0 | 0 | 0 | 0 | 0 | 0 | 0 | 0 |  | 1900-01-01 | 4 | [8 empty] | NICU |  |  |  | 0 | 0 | [12 empty] | admin | 2024-12-12 14:25 |  | TERUMO | TESS730N02 | 2007010021 | NICU |  |  | 1 | B | 1 |  | SUMMIT COMPANY (M) SDN BHD | SUMMIT COMPANY (M) SDN BHD |  | JAPAN |  | PRINCIP ENGINEERING |  |  | 0 | 0 | 0 | 0 |  |  |  |  | 2020-12-03 | KPJ Ipoh Specialist Hospital | 1 | [12 empty] | 2025-02-01 | 2026-02-01 | bar: FEB
217 | H07B100217 | 13217 | BEMS | B | - | ACT | C | H07 | BEMS | SYRINGE PUMP | SYRINGE PUMP | BA | NICU | L01 | ISH/BE/01640 | 0 |  | 0 | HOSPITAL | 4250 | 0 | 0 | 0 | 0 | 0 | 0 | 0 | 0 | 0 | 0 |  | 1900-01-01 | 4 | [8 empty] | NICU |  |  |  | 0 | 0 | [12 empty] | admin | 2024-12-12 14:25 |  | TERUMO | TESS730N02 | 2007010022 | NICU |  |  | 1 | B | 1 |  | SUMMIT COMPANY (M) SDN BHD | SUMMIT COMPANY (M) SDN BHD |  | JAPAN |  | PRINCIP ENGINEERING |  |  | 0 | 0 | 0 | 0 |  |  |  |  | 2020-12-03 | KPJ Ipoh Specialist Hospital | 1 | [12 empty] | 2025-02-01 | 2026-02-01 | bar: FEB
218 | H07B100218 | 12647 | BEMS | B | - | ACT | C | H07 | BEMS | PATIENT MONITORING SYSTEM | PATIENT MONITORING SYSTEM | BA | NICU | L01 | ISH/BE/01672 | 0 |  | 0 | HOSPITAL | 55000 | 0 | 0 | 0 | 0 | 0 | 0 | 0 | 0 | 0 | 0 |  | 1900-01-01 | 3 | [8 empty] | NICU |  |  |  | 0 | 0 | [12 empty] | admin | 2024-12-12 14:25 |  | MINDRAY | N17 | F2-11011914 | NICU |  |  | 1 | B | 1 |  | SCHMIDT BIOMED TECH SDN BHD | SCHMIDT BIOMED TECH SDN BHD |  | CHINA |  | SCHMIDT BIOMEDTECH SDN BHD |  |  | 0 | 0 | 0 | 0 |  |  |  |  | 2021-02-05 | KPJ Ipoh Specialist Hospital | 2 | [12 empty] | 2025-08-01 | 2026-02-01 | bar: FEB; AUG
219 | H07B100219 | 12647 | BEMS | B | - | ACT | C | H07 | BEMS | PATIENT MONITORING SYSTEM | PATIENT MONITORING SYSTEM | BA | NICU | L01 | ISH/BE/01673 | 0 |  | 0 | HOSPITAL | 55000 | 0 | 0 | 0 | 0 | 0 | 0 | 0 | 0 | 0 | 0 |  | 1900-01-01 | 3 | [8 empty] | NICU |  |  |  | 0 | 0 | [12 empty] | admin | 2024-12-12 14:25 |  | MINDRAY | N17 | F2-11011915 | NICU |  |  | 1 | B | 1 |  | SCHMIDT BIOMED TECH SDN BHD | SCHMIDT BIOMED TECH SDN BHD |  | CHINA |  | SCHMIDT BIOMEDTECH SDN BHD |  |  | 0 | 0 | 0 | 0 |  |  |  |  | 2021-02-05 | KPJ Ipoh Specialist Hospital | 2 | [12 empty] | 2025-08-01 | 2026-02-01 | bar: FEB; AUG
220 | H07B100220 | 13215 | BEMS | B | - | ACT | C | H07 | BEMS | INFUSION PUMP | INFUSION PUMP | BA | NICU | L01 | ISH/BE/01810 | 0 |  | 0 | HOSPITAL | 4730 | 0 | 0 | 0 | 0 | 0 | 0 | 0 | 0 | 0 | 0 | 2025-02-05 | 1900-01-01 | 1 | [8 empty] | NICU |  |  |  | 0 | 0 | [12 empty] | admin | 2024-12-12 14:25 |  | TERUMO | TE*LM730A03 | 2003010030 | NICU |  |  | 1 | B | 1 |  | SUMMIT COMPANY (MALAYSIA) SDN BHD | SUMMIT COMPANY (MALAYSIA) SDN BHD | STOR 211730 | JAPAN |  | PRINCIP ENGINEERING |  |  | 0 | 0 | 0 | 0 |  |  |  |  | 2023-03-05 | KPJ Ipoh Specialist Hospital | 1 | [12 empty] | 2025-05-01 | 2026-05-01 | bar: MAY
221 | H07B100221 | 13217 | BEMS | B | - | ACT | C | H07 | BEMS | SYRINGE PUMP | SYRINGE PUMP | BA | NICU | L01 | ISH/BE/01830 | 0 |  | 0 | HOSPITAL | 3680 | 0 | 0 | 0 | 0 | 0 | 0 | 0 | 0 | 0 | 0 | 2025-02-05 | 1900-01-01 | 1 | [8 empty] | NICU |  |  |  | 0 | 0 | [12 empty] | admin | 2024-12-12 14:25 |  | TERUMO | TE*SS730N02 | 2111012051 | NICU |  |  | 1 | B | 1 |  | SUMMIT COMPANY (MALAYSIA) SDN BHD | SUMMIT COMPANY (MALAYSIA) SDN BHD | STOR 211747 | JAPAN |  | PRINCIP ENGINEERING |  |  | 0 | 0 | 0 | 0 |  |  |  |  | 2023-03-05 | KPJ Ipoh Specialist Hospital | 1 | [12 empty] | 2025-05-01 | 2026-05-01 | bar: MAY
222 | H07B100222 | 15709 | BEMS | B | - | ACT | C | H07 | BEMS | I-STAT | I-STAT | BA | NICU | L01 | ISH/BE/01975 | 0 |  | 0 | HOSPITAL | 44550 | 0 | 0 | 0 | 0 | 0 | 0 | 0 | 0 | 0 | 0 | 2025-03-06 | 1900-01-01 | 0 | [8 empty] | NICU |  |  |  | 0 | 0 | [12 empty] | admin | 2024-12-12 14:25 |  | ABBOTT | I-STAT ALINITY | 810417 | NICU |  |  | 1 | B | 1 |  | TRANSMEDIC HEALTHCARE SDN BHD | TRANSMEDIC HEALTHCARE SDN BHD | STOR 220530 |  |  | TRANSMEDIC HEALTHCARE SDN BHD |  |  | 0 | 0 | 0 | 0 |  |  |  |  | 2024-03-07 | KPJ Ipoh Specialist Hospital | 2 | [12 empty] | 2025-09-01 | 2026-03-01 | bar: MAR; SEP
223 | H07B100223 | 15613 | BEMS | B | - | CDM | C | H07 | BEMS | VENTILATORS | VENTILATORS | BA | CICU | L01 | ISH/BE/00231 | 0 |  | 0 | HOSPITAL | 120000 | 0 | 0 | 0 | 0 | 0 | 0 | 0 | 0 | 0 | 0 |  | 1900-01-01 | 24 | [8 empty] | CICU |  |  |  | 0 | 0 | [12 empty] | admin | 2024-12-12 14:25 |  | SIEMENS | SERVO 300A | 18206 | CARDIAC INTESIVE CARE UNIT |  |  | 1 | B | 1 |  | SCHMIST SCIENTIFIC SDN BHD | SCHMIST SCIENTIFIC SDN BHD |  | SWITZERLAND |  | IDS MEDICAL SYSTEM (M) SDN BHD |  |  | 0 | 0 | 0 | 0 |  |  |  |  | 2000-03-07 | KPJ Ipoh Specialist Hospital
224 | H07B100224 | 15613 | BEMS | B | - | CDM | C | H07 | BEMS | VENTILATORS | VENTILATORS | BA | CICU | L01 | ISH/BE/00232 | 0 |  | 0 | HOSPITAL | 120000 | 0 | 0 | 0 | 0 | 0 | 0 | 0 | 0 | 0 | 0 |  | 1900-01-01 | 24 | [8 empty] | CICU |  |  |  | 0 | 0 | [12 empty] | admin | 2024-12-12 14:25 |  | SIEMENS | SERVO 300A | 18207 | CARDIAC INTESIVE CARE UNIT |  |  | 1 | B | 1 |  | SCHMIST SCIENTIFIC SDN BHD | SCHMIST SCIENTIFIC SDN BHD |  | SWITZERLAND |  | IDS MEDICAL SYSTEM (M) SDN BHD |  |  | 0 | 0 | 0 | 0 |  |  |  |  | 2000-03-07 | KPJ Ipoh Specialist Hospital
225 | H07B100225 | 15613 | BEMS | B | - | ACT | C | H07 | BEMS | VENTILATORS | VENTILATORS | BA | CICU | L01 | ISH/BE/00233 | 0 |  | 0 | HOSPITAL | 120000 | 0 | 0 | 0 | 0 | 0 | 0 | 0 | 0 | 0 | 0 |  | 1900-01-01 | 18 | [8 empty] | CICU |  |  |  | 0 | 0 | [12 empty] | admin | 2024-12-12 14:25 |  | MAQUET | SERVO I | 20511 | CARDIAC INTESIVE CARE UNIT |  |  | 1 | B | 1 |  | SCHMIST SCIENTIFIC SDN BHD | SCHMIST SCIENTIFIC SDN BHD |  | GERMANY |  | IDS MEDICAL SYSTEM (M) SDN BHD |  |  | 0 | 0 | 0 | 0 |  |  |  |  | 2006-02-14 | KPJ Ipoh Specialist Hospital | 2 | [12 empty] | 2025-11-01 | 2026-05-01 | bar: MAY; NOV
226 | H07B100226 | 12647 | BEMS | B | - | ACT | C | H07 | BEMS | PATIENT MONITORING SYSTEM | PATIENT MONITORING SYSTEM | BA | CICU | L01 | ISH/BE/01503 | 0 |  | 0 | HOSPITAL | 75000 | 0 | 0 | 0 | 0 | 0 | 0 | 0 | 0 | 0 | 0 | 2019-01-01 | 1900-01-01 | 7 | [8 empty] | CICU |  |  |  | 0 | 0 | [12 empty] | admin | 2024-12-12 14:25 |  | PHILIPS | 865241 MX700 | DE58544534 | CARDIAC INTESIVE CARE UNIT |  |  | 1 | B | 1 |  | SUP100018 | IDS MEDICAL SYSTEM (M) SDN BHD | STOR 135439(FA) | GERMANY |  | IDS MEDICAL SYSTEM (M) SDN BHD |  |  | 0 | 0 | 0 | 0 |  |  |  |  | 2017-01-06 | KPJ Ipoh Specialist Hospital | 2 | [12 empty] | 2025-08-01 | 2026-02-01 | bar: FEB; AUG
227 | H07B100227 | 12647 | BEMS | B | - | ACT | C | H07 | BEMS | PATIENT MONITORING SYSTEM | PATIENT MONITORING SYSTEM | BA | CICU | L01 | ISH/BE/01506 | 0 |  | 0 | HOSPITAL | 75000 | 0 | 0 | 0 | 0 | 0 | 0 | 0 | 0 | 0 | 0 | 2019-01-01 | 1900-01-01 | 7 | [8 empty] | CICU |  |  |  | 0 | 0 | [12 empty] | admin | 2024-12-12 14:25 |  | PHILIPS | 865241 MX700 | DE58544551 | CARDIAC INTESIVE CARE UNIT |  |  | 1 | B | 1 |  | SUP100018 | IDS MEDICAL SYSTEM (M) SDN BHD | STOR 135439(FA) | GERMANY |  | IDS MEDICAL SYSTEM (M) SDN BHD |  |  | 0 | 0 | 0 | 0 |  |  |  |  | 2017-01-06 | KPJ Ipoh Specialist Hospital | 2 | [12 empty] | 2025-08-01 | 2026-02-01 | bar: FEB; AUG
228 | H07B100228 | 12647 | BEMS | B | - | ACT | C | H07 | BEMS | PATIENT MONITORING SYSTEM | PATIENT MONITORING SYSTEM | BA | CICU | L01 | ISH/BE/01507 | 0 |  | 0 | HOSPITAL | 75000 | 0 | 0 | 0 | 0 | 0 | 0 | 0 | 0 | 0 | 0 | 2019-01-01 | 1900-01-01 | 7 | [8 empty] | CICU |  |  |  | 0 | 0 | [12 empty] | admin | 2024-12-12 14:25 |  | PHILIPS | 865241 MX700 | DE58544540 | CARDIAC INTESIVE CARE UNIT |  |  | 1 | B | 1 |  | SUP100018 | IDS MEDICAL SYSTEM (M) SDN BHD | STOR 135439(FA) | GERMANY |  | IDS MEDICAL SYSTEM (M) SDN BHD |  |  | 0 | 0 | 0 | 0 |  |  |  |  | 2017-01-06 | KPJ Ipoh Specialist Hospital | 2 | [12 empty] | 2025-08-01 | 2026-02-01 | bar: FEB; AUG
229 | H07B100229 | 13217 | BEMS | B | - | ACT | C | H07 | BEMS | SYRINGE PUMP | SYRINGE PUMP | BA | CICU | L01 | ISH/BE/00239 | 0 |  | 0 | HOSPITAL | 2950 | 0 | 0 | 0 | 0 | 0 | 0 | 0 | 0 | 0 | 0 |  | 1900-01-01 | 24 | [8 empty] | CICU |  |  |  | 0 | 0 | [12 empty] | admin | 2024-12-12 14:25 |  | TERUMO | TE311 | 99110029 | CARDIAC INTESIVE CARE UNIT |  |  | 1 | B | 1 |  | JEBSEN & JESSEN TECHNOLOGY SDN BHD | JEBSEN & JESSEN TECHNOLOGY SDN BHD |  | JAPAN |  | PRINCIP ENGINEERING |  |  | 0 | 0 | 0 | 0 |  |  |  |  | 2000-12-06 | KPJ Ipoh Specialist Hospital | 1 | [12 empty] | 2025-06-01 | 2026-06-01 | bar: JUN
230 | H07B100230 | 13217 | BEMS | B | - | ACT | C | H07 | BEMS | SYRINGE PUMP | SYRINGE PUMP | BA | CICU | L01 | ISH/BE/00240 | 0 |  | 0 | HOSPITAL | 2950 | 0 | 0 | 0 | 0 | 0 | 0 | 0 | 0 | 0 | 0 |  | 1900-01-01 | 24 | [8 empty] | CICU |  |  |  | 0 | 0 | [12 empty] | admin | 2024-12-12 14:25 |  | TERUMO | TE311 | 99110054 | CARDIAC INTESIVE CARE UNIT |  |  | 1 | B | 1 |  | JEBSEN & JESSEN TECHNOLOGY SDN BHD | JEBSEN & JESSEN TECHNOLOGY SDN BHD |  | JAPAN |  | PRINCIP ENGINEERING |  |  | 0 | 0 | 0 | 0 |  |  |  |  | 2000-12-06 | KPJ Ipoh Specialist Hospital | 1 | [12 empty] | 2025-06-01 | 2026-06-01 | bar: JUN
231 | H07B100231 | 13215 | BEMS | B | - | ACT | C | H07 | BEMS | INFUSION PUMP | INFUSION PUMP | BA | CICU | L01 | ISH/BE/00245 | 0 |  | 0 | HOSPITAL | 3500 | 0 | 0 | 0 | 0 | 0 | 0 | 0 | 0 | 0 | 0 |  | 1900-01-01 | 24 | [8 empty] | CICU |  |  |  | 0 | 0 | [12 empty] | admin | 2024-12-12 14:25 |  | TERUMO | TE112 | 99100029 | CARDIAC INTESIVE CARE UNIT |  |  | 1 | B | 1 |  | JEBSEN & JESSEN TECHNOLOGY SDN BHD | JEBSEN & JESSEN TECHNOLOGY SDN BHD |  | JAPAN |  | PRINCIP ENGINEERING |  |  | 0 | 0 | 0 | 0 |  |  |  |  | 2000-12-06 | KPJ Ipoh Specialist Hospital | 1 | [12 empty] | 2025-06-01 | 2026-06-01 | bar: JUN
232 | H07B100232 | 13217 | BEMS | B | - | ACT | C | H07 | BEMS | SYRINGE PUMP | SYRINGE PUMP | BA | CICU | L01 | ISH/BE/00247 | 0 |  | 0 | HOSPITAL | 2950 | 0 | 0 | 0 | 0 | 0 | 0 | 0 | 0 | 0 | 0 |  | 1900-01-01 | 23 | [8 empty] | CICU |  |  |  | 0 | 0 | [12 empty] | admin | 2024-12-12 14:25 |  | TERUMO | TE311 | 01070035 | CARDIAC INTESIVE CARE UNIT |  |  | 1 | B | 1 |  | JEBSEN & JESSEN TECHNOLOGY SDN BHD | JEBSEN & JESSEN TECHNOLOGY SDN BHD |  | JAPAN |  | PRINCIP ENGINEERING |  |  | 0 | 0 | 0 | 0 |  |  |  |  | 2001-04-23 | KPJ Ipoh Specialist Hospital | 1 | [12 empty] | 2025-06-01 | 2026-06-01 | bar: JUN
233 | H07B100233 | 13215 | BEMS | B | - | ACT | C | H07 | BEMS | INFUSION PUMP | INFUSION PUMP | BA | CICU | L01 | ISH/BE/00248 | 0 |  | 0 | HOSPITAL | 3500 | 0 | 0 | 0 | 0 | 0 | 0 | 0 | 0 | 0 | 0 |  | 1900-01-01 | 24 | [8 empty] | CICU |  |  |  | 0 | 0 | [12 empty] | admin | 2024-12-12 14:25 |  | TERUMO | TE112 | 99100033 | CARDIAC INTESIVE CARE UNIT |  |  | 1 | B | 1 |  | JEBSEN & JESSEN TECHNOLOGY SDN BHD | JEBSEN & JESSEN TECHNOLOGY SDN BHD |  | JAPAN |  | PRINCIP ENGINEERING |  |  | 0 | 0 | 0 | 0 |  |  |  |  | 2000-12-06 | KPJ Ipoh Specialist Hospital | 1 | [12 empty] | 2025-06-01 | 2026-06-01 | bar: JUN
234 | H07B100234 | 13217 | BEMS | B | - | ACT | C | H07 | BEMS | SYRINGE PUMP | SYRINGE PUMP | BA | CICU | L01 | ISH/BE/00249 | 0 |  | 0 | HOSPITAL | 2950 | 0 | 0 | 0 | 0 | 0 | 0 | 0 | 0 | 0 | 0 |  | 1900-01-01 | 18 | [8 empty] | CICU |  |  |  | 0 | 0 | [12 empty] | admin | 2024-12-12 14:25 |  | TERUMO | TE331 | 06010113 | CARDIAC INTESIVE CARE UNIT |  |  | 1 | B | 1 |  | HOSPIMETRIX SDN BHD | HOSPIMETRIX SDN BHD |  | JAPAN |  | PRINCIP ENGINEERING |  |  | 0 | 0 | 0 | 0 |  |  |  |  | 2006-08-25 | KPJ Ipoh Specialist Hospital | 1 | [12 empty] | 2025-06-01 | 2026-06-01 | bar: JUN
235 | H07B100235 | 13217 | BEMS | B | - | ACT | C | H07 | BEMS | SYRINGE PUMP | SYRINGE PUMP | BA | CICU | L01 | ISH/BE/00250 | 0 |  | 0 | HOSPITAL | 2950 | 0 | 0 | 0 | 0 | 0 | 0 | 0 | 0 | 0 | 0 |  | 1900-01-01 | 18 | [8 empty] | CICU |  |  |  | 0 | 0 | [12 empty] | admin | 2024-12-12 14:25 |  | TERUMO | TE331 | 06010142 | CARDIAC INTESIVE CARE UNIT |  |  | 1 | B | 1 |  | HOSPIMETRIX SDN BHD | HOSPIMETRIX SDN BHD |  | JAPAN |  | PRINCIP ENGINEERING |  |  | 0 | 0 | 0 | 0 |  |  |  |  | 2006-08-25 | KPJ Ipoh Specialist Hospital | 1 | [12 empty] | 2025-06-01 | 2026-06-01 | bar: JUN
236 | H07B100236 | 13217 | BEMS | B | - | ACT | C | H07 | BEMS | SYRINGE PUMP | SYRINGE PUMP | BA | CICU | L01 | ISH/BE/00251 | 0 |  | 0 | HOSPITAL | 2950 | 0 | 0 | 0 | 0 | 0 | 0 | 0 | 0 | 0 | 0 |  | 1900-01-01 | 18 | [8 empty] | CICU |  |  |  | 0 | 0 | [12 empty] | admin | 2024-12-12 14:25 |  | TERUMO | TE331 | 06010148 | CARDIAC INTESIVE CARE UNIT |  |  | 1 | B | 1 |  | HOSPIMETRIX SDN BHD | HOSPIMETRIX SDN BHD |  | JAPAN |  | PRINCIP ENGINEERING |  |  | 0 | 0 | 0 | 0 |  |  |  |  | 2006-08-25 | KPJ Ipoh Specialist Hospital | 1 | [12 empty] | 2025-06-01 | 2026-06-01 | bar: JUN
237 | H07B100237 | 11407 | BEMS | B | - | ACT | C | H07 | BEMS | ELECTROCARDIOGRAPH | ELECTROCARDIOGRAPH | BA | CICU | L01 | ISH/BE/01172 | 0 |  | 0 | HOSPITAL | 16750 | 0 | 0 | 0 | 0 | 0 | 0 | 0 | 0 | 0 | 0 | 2016-06-01 | 1900-01-01 | 10 | [8 empty] | CICU |  |  |  | 0 | 0 | [12 empty] | admin | 2024-12-12 14:25 |  | NORAV MEDICAL | NECG 12C | NECG-M12804330006 | CARDIAC INTESIVE CARE UNIT |  |  | 1 | B | 1 |  | SUN MEDICAL SYSTEM SDN BHD | SUN MEDICAL SYSTEM SDN BHD |  | GERMANY |  | SUN MEDICAL SYSTEM SDN. BHD |  |  | 0 | 0 | 0 | 0 |  |  |  |  | 2014-06-20 | KPJ Ipoh Specialist Hospital | 2 | [12 empty] | 2025-10-01 | 2026-04-01 | bar: APR; OCT
238 | H07B100238 | 10414 | BEMS | B | - | ACT | C | H07 | BEMS | WARMING SYSTEM | WARMING SYSTEM | BA | CICU | L01 | ISH/BE/01587 | 0 |  | 0 | HOSPITAL | 8000 | 0 | 0 | 0 | 0 | 0 | 0 | 0 | 0 | 0 | 0 | 2020-02-01 | 1900-01-01 | 5 | [8 empty] | CICU |  |  |  | 0 | 0 | [12 empty] | admin | 2024-12-12 14:25 |  | CINCINNATI SUB ZERO | WARM AIR 135 | 174-13513303 | CARDIAC INTESIVE CARE UNIT |  |  | 1 | B | 1 |  | SUP100016 | INSAN BAKTI SDN BHD |  | USA |  | INSAN BAKTI SDN BHD |  |  | 0 | 0 | 0 | 0 |  |  |  |  | 2019-02-19 | KPJ Ipoh Specialist Hospital | 2 | [12 empty] | 2025-10-01 | 2026-04-01 | bar: APR; OCT
239 | H07B100239 | 10725 | BEMS | B | - | ACT | C | H07 | BEMS | INTRA AORTIC BALLON PUMP | INTRA AORTIC BALLON PUMP | BA | CICU | L01 | ISH/BE/01300 | 0 |  | 0 | HOSPITAL | 290000 | 0 | 0 | 0 | 0 | 0 | 0 | 0 | 0 | 0 | 0 | 2017-11-01 | 1900-01-01 | 9 | [8 empty] | CICU |  |  |  | 0 | 0 | [12 empty] | admin | 2024-12-12 14:25 |  | TELEFLEX ARROW | AUTO CAT 2 WAVE | 140807W | CARDIAC INTESIVE CARE UNIT |  |  | 1 | B | 1 |  | SUP100018 | IDS MEDICAL SYSTEM (M) SDN BHD | STOR123337(FA) | USA |  | IDS MEDICAL SYSTEM (M) SDN BHD |  |  | 0 | 0 | 0 | 0 |  |  |  |  | 2015-11-04 | KPJ Ipoh Specialist Hospital | 2 | [12 empty] | 2025-07-01 | 2026-01-01 | bar: JAN; JUL
240 | H07B100240 | 10447 | BEMS | B | - | ACT | C | H07 | BEMS | BLOOD WARMER | BLOOD WARMER | BA | CICU | L01 | ISH/BE/00256 | 0 |  | 0 | HOSPITAL | 1800 | 0 | 0 | 0 | 0 | 0 | 0 | 0 | 0 | 0 | 0 |  | 1900-01-01 | 24 | [8 empty] | CICU |  |  |  | 0 | 0 | [12 empty] | admin | 2024-12-12 14:25 |  | HOTLINE | HL-90 220V | 1998-01286 | CARDIAC INTESIVE CARE UNIT |  |  | 1 | B | 1 |  | ANTAH SRI RADIN SDN BHD | ANTAH SRI RADIN SDN BHD |  | USA |  | PRIMED MEDICAL SDN BHD |  |  | 0 | 0 | 0 | 0 |  |  |  |  | 2000-06-22 | KPJ Ipoh Specialist Hospital | 1 | [12 empty] | 2025-09-01 | 2026-09-01 | bar: SEP
241 | H07B100241 | 16516 | BEMS | B | - | ACT | C | H07 | BEMS | TEMPORARY EXTERNAL PACEMAKER | TEMPORARY EXTERNAL PACEMAKER | BA | CICU | L01 | ISH/BE/00261 | 0 |  | 0 | HOSPITAL | 20000 | 0 | 0 | 0 | 0 | 0 | 0 | 0 | 0 | 0 | 0 |  | 1900-01-01 | 31 | [8 empty] | CICU |  |  |  | 0 | 0 | [12 empty] | admin | 2024-12-12 14:25 |  | MEDTRONIC | 5375 | CE1010723P | CARDIAC INTESIVE CARE UNIT |  |  | 1 | B | 1 |  | MEDITAMA SDN.BHD | MEDITAMA SDN.BHD |  | USA |  | MED IMAG ENTERPRISE |  |  | 0 | 0 | 0 | 0 |  |  |  |  | 1993-11-08 | KPJ Ipoh Specialist Hospital | 1 | [12 empty] | 2025-07-01 | 2026-07-01 | bar: JUL
242 | H07B100242 | 16516 | BEMS | B | - | ACT | C | H07 | BEMS | TEMPORARY EXTERNAL PACEMAKER | TEMPORARY EXTERNAL PACEMAKER | BA | CICU | L01 | ISH/BE/01675 | 0 |  | 0 | HOSPITAL | 21500 | 0 | 0 | 0 | 0 | 0 | 0 | 0 | 0 | 0 | 0 | 2022-04-01 | 1900-01-01 | 3 | [8 empty] | CICU |  |  |  | 0 | 0 | [12 empty] | admin | 2024-12-12 14:25 |  | MEDTRONIC | 5392 | DJH03995P | CARDIAC INTESIVE CARE UNIT |  |  | 1 | B | 1 |  | MEDTRONIC MALAYSIA SDN BHD | MEDTRONIC MALAYSIA SDN BHD | STOR192472 | USA |  | MEDTRONIC MALAYSIA SDN BHD |  |  | 0 | 0 | 0 | 0 |  |  |  |  | 2021-04-21 | KPJ Ipoh Specialist Hospital | 1 | [12 empty] | 2025-07-01 | 2026-07-01 | bar: JUL
243 | H07B100243 | 10447 | BEMS | B | - | ACT | C | H07 | BEMS | BLOOD WARMER | BLOOD WARMER | BA | CICU | L01 | ISH/BE/01129 | 0 |  | 0 | HOSPITAL | 11300 | 0 | 0 | 0 | 0 | 0 | 0 | 0 | 0 | 0 | 0 | 2014-11-01 | 1900-01-01 | 11 | [8 empty] | CICU |  |  |  | 0 | 0 | [12 empty] | admin | 2024-12-12 14:25 |  | STIHLER | ASTOFLOW PLUS ECO | E00357 | CARDIAC INTESIVE CARE UNIT |  |  | 1 | B | 1 |  | GEMILANG ASIA TECHNOLOGY | GEMILANG ASIA TECHNOLOGY |  | GERMANY |  | GEMILANG ASIA TECHNOLOGY SDN BHD |  |  | 0 | 0 | 0 | 0 |  |  |  |  | 2013-11-28 | KPJ Ipoh Specialist Hospital | 2 | [12 empty] | 2025-10-01 | 2026-04-01 | bar: APR; OCT
244 | H07B100244 | 13215 | BEMS | B | - | ACT | C | H07 | BEMS | INFUSION PUMP | INFUSION PUMP | BA | CICU | L01 | ISH/BE/01816 | 0 |  | 0 | HOSPITAL | 4730 | 0 | 0 | 0 | 0 | 0 | 0 | 0 | 0 | 0 | 0 | 2025-02-05 | 1900-01-01 | 1 | [8 empty] | CICU |  |  |  | 0 | 0 | [12 empty] | admin | 2024-12-12 14:25 |  | TERUMO | TE*LM730A03 | 2008010059 | CARDIAC INTESIVE CARE UNIT |  |  | 1 | B | 1 |  | SUMMIT COMPANY (MALAYSIA) SDN BHD | SUMMIT COMPANY (MALAYSIA) SDN BHD | STOR 211730 | JAPAN |  | PRINCIP ENGINEERING |  |  | 0 | 0 | 0 | 0 |  |  |  |  | 2023-03-05 | KPJ Ipoh Specialist Hospital | 1 | [12 empty] | 2025-01-01 | 2026-01-01 | bar: JAN
245 | H07B100245 | 13215 | BEMS | B | - | ACT | C | H07 | BEMS | INFUSION PUMP | INFUSION PUMP | BA | CICU | L01 | ISH/BE/01817 | 0 |  | 0 | HOSPITAL | 4730 | 0 | 0 | 0 | 0 | 0 | 0 | 0 | 0 | 0 | 0 | 2025-02-05 | 1900-01-01 | 1 | [8 empty] | CICU |  |  |  | 0 | 0 | [12 empty] | admin | 2024-12-12 14:25 |  | TERUMO | TE*LM730A03 | 2008010060 | CARDIAC INTESIVE CARE UNIT |  |  | 1 | B | 1 |  | SUMMIT COMPANY (MALAYSIA) SDN BHD | SUMMIT COMPANY (MALAYSIA) SDN BHD | STOR 211730 | JAPAN |  | PRINCIP ENGINEERING |  |  | 0 | 0 | 0 | 0 |  |  |  |  | 2023-03-05 | KPJ Ipoh Specialist Hospital | 1 | [12 empty] | 2025-01-01 | 2026-01-01 | bar: JAN
246 | H07B100246 | 13215 | BEMS | B | - | ACT | C | H07 | BEMS | INFUSION PUMP | INFUSION PUMP | BA | CICU | L01 | ISH/BE/01818 | 0 |  | 0 | HOSPITAL | 4730 | 0 | 0 | 0 | 0 | 0 | 0 | 0 | 0 | 0 | 0 | 2025-02-05 | 1900-01-01 | 1 | [8 empty] | CICU |  |  |  | 0 | 0 | [12 empty] | admin | 2024-12-12 14:25 |  | TERUMO | TE*LM730A03 | 2008010061 | CARDIAC INTESIVE CARE UNIT |  |  | 1 | B | 1 |  | SUMMIT COMPANY (MALAYSIA) SDN BHD | SUMMIT COMPANY (MALAYSIA) SDN BHD | STOR 211730 | JAPAN |  | PRINCIP ENGINEERING |  |  | 0 | 0 | 0 | 0 |  |  |  |  | 2023-03-05 | KPJ Ipoh Specialist Hospital | 1 | [12 empty] | 2025-01-01 | 2026-01-01 | bar: JAN
247 | H07B100247 | 13217 | BEMS | B | - | ACT | C | H07 | BEMS | SYRINGE PUMP | SYRINGE PUMP | BA | CICU | L01 | ISH/BE/01847 | 0 |  | 0 | HOSPITAL | 3680 | 0 | 0 | 0 | 0 | 0 | 0 | 0 | 0 | 0 | 0 | 2025-02-05 | 1900-01-01 | 1 | [8 empty] | CICU |  |  |  | 0 | 0 | [12 empty] | admin | 2024-12-12 14:25 |  | TERUMO | TE*SS730N02 | 2111012068 | CARDIAC INTESIVE CARE UNIT |  |  | 1 | B | 1 |  | SUMMIT COMPANY (MALAYSIA) SDN BHD | SUMMIT COMPANY (MALAYSIA) SDN BHD | STOR 211747 | JAPAN |  | PRINCIP ENGINEERING |  |  | 0 | 0 | 0 | 0 |  |  |  |  | 2023-03-05 | KPJ Ipoh Specialist Hospital | 1 | [12 empty] | 2025-01-01 | 2026-01-01 | bar: JAN
248 | H07B100248 | 13217 | BEMS | B | - | ACT | C | H07 | BEMS | SYRINGE PUMP | SYRINGE PUMP | BA | CICU | L01 | ISH/BE/01849 | 0 |  | 0 | HOSPITAL | 3680 | 0 | 0 | 0 | 0 | 0 | 0 | 0 | 0 | 0 | 0 | 2025-02-05 | 1900-01-01 | 1 | [8 empty] | CICU |  |  |  | 0 | 0 | [12 empty] | admin | 2024-12-12 14:25 |  | TERUMO | TE*SS730N02 | 2111012070 | CARDIAC INTESIVE CARE UNIT |  |  | 1 | B | 1 |  | SUMMIT COMPANY (MALAYSIA) SDN BHD | SUMMIT COMPANY (MALAYSIA) SDN BHD | STOR 211747 | JAPAN |  | PRINCIP ENGINEERING |  |  | 0 | 0 | 0 | 0 |  |  |  |  | 2023-03-05 | KPJ Ipoh Specialist Hospital | 1 | [12 empty] | 2025-01-01 | 2026-01-01 | bar: JAN
249 | H07B100249 | 13217 | BEMS | B | - | ACT | C | H07 | BEMS | SYRINGE PUMP | SYRINGE PUMP | BA | CICU | L01 | ISH/BE/01851 | 0 |  | 0 | HOSPITAL | 3680 | 0 | 0 | 0 | 0 | 0 | 0 | 0 | 0 | 0 | 0 | 2025-02-05 | 1900-01-01 | 1 | [8 empty] | CICU |  |  |  | 0 | 0 | [12 empty] | admin | 2024-12-12 14:25 |  | TERUMO | TE*SS730N02 | 2111012072 | CARDIAC INTESIVE CARE UNIT |  |  | 1 | B | 1 |  | SUMMIT COMPANY (MALAYSIA) SDN BHD | SUMMIT COMPANY (MALAYSIA) SDN BHD | STOR 211747 | JAPAN |  | PRINCIP ENGINEERING |  |  | 0 | 0 | 0 | 0 |  |  |  |  | 2023-03-05 | KPJ Ipoh Specialist Hospital | 1 | [12 empty] | 2025-01-01 | 2026-01-01 | bar: JAN
250 | H07B100250 | 13217 | BEMS | B | - | ACT | C | H07 | BEMS | SYRINGE PUMP | SYRINGE PUMP | BA | CICU | L01 | ISH/BE/01853 | 0 |  | 0 | HOSPITAL | 3680 | 0 | 0 | 0 | 0 | 0 | 0 | 0 | 0 | 0 | 0 | 2025-02-05 | 1900-01-01 | 1 | [8 empty] | CICU |  |  |  | 0 | 0 | [12 empty] | admin | 2024-12-12 14:25 |  | TERUMO | TE*SS730N02 | 2111012074 | CARDIAC INTESIVE CARE UNIT |  |  | 1 | B | 1 |  | SUMMIT COMPANY (MALAYSIA) SDN BHD | SUMMIT COMPANY (MALAYSIA) SDN BHD | STOR 211747 | JAPAN |  | PRINCIP ENGINEERING |  |  | 0 | 0 | 0 | 0 |  |  |  |  | 2023-03-05 | KPJ Ipoh Specialist Hospital | 1 | [12 empty] | 2025-01-01 | 2026-01-01 | bar: JAN
251 | H07B100251 | 13217 | BEMS | B | - | ACT | C | H07 | BEMS | SYRINGE PUMP | SYRINGE PUMP | BA | CICU | L01 | ISH/BE/01855 | 0 |  | 0 | HOSPITAL | 3680 | 0 | 0 | 0 | 0 | 0 | 0 | 0 | 0 | 0 | 0 | 2025-02-05 | 1900-01-01 | 1 | [8 empty] | CICU |  |  |  | 0 | 0 | [12 empty] | admin | 2024-12-12 14:25 |  | TERUMO | TE*SS730N02 | 2111012076 | CARDIAC INTESIVE CARE UNIT |  |  | 1 | B | 1 |  | SUMMIT COMPANY (MALAYSIA) SDN BHD | SUMMIT COMPANY (MALAYSIA) SDN BHD | STOR 211747 | JAPAN |  | PRINCIP ENGINEERING |  |  | 0 | 0 | 0 | 0 |  |  |  |  | 2023-03-05 | KPJ Ipoh Specialist Hospital | 1 | [12 empty] | 2025-01-01 | 2026-01-01 | bar: JAN
252 | H07B100252 | 17116 | BEMS | B | - | ACT | C | H07 | BEMS | DEFIBRILLATOR | DEFIBRILLATOR | BA | CICU | L01 | ISH/BE/01894 | 0 |  | 0 | HOSPITAL | 25600 | 0 | 0 | 0 | 0 | 0 | 0 | 0 | 0 | 0 | 0 |  | 1900-01-01 | 1 | [8 empty] | CICU |  |  |  | 0 | 0 | [12 empty] | admin | 2024-12-12 14:25 |  | NIHON KOHDEN | TEC-5631 | 21227 | CARDIAC INTESIVE CARE UNIT |  |  | 1 | B | 1 |  | STAR MEDICAL SYSTEM (M) SDN BHD | STAR MEDICAL SYSTEM (M) SDN BHD | STOR212365 | JAPAN |  | STAR MEDICAL SYSTEM (M) SDN BHD |  |  | 0 | 0 | 0 | 0 |  |  |  |  | 2023-07-20 | KPJ Ipoh Specialist Hospital | 2 | [12 empty] | 2025-07-01 | 2026-01-01 | bar: JAN; JUL
253 | H07B100253 | 12647 | BEMS | B | - | ACT | C | H07 | BEMS | PATIENT MONITORING SYSTEM | PATIENT MONITORING SYSTEM | BA | OT | L01 | ISH/BE/00435 | 0 |  | 0 | HOSPITAL | 10500 | 0 | 0 | 0 | 0 | 0 | 0 | 0 | 0 | 0 | 0 |  | 1900-01-01 | 17 | [8 empty] | OT |  |  |  | 0 | 0 | [12 empty] | admin | 2024-12-12 14:25 |  | NIHON KOHDEN | OPV 1500K | O4725 | OPERATION THEATRE |  |  | 1 | B | 1 |  | LIFE TRONIC SDN.BHD | LIFE TRONIC SDN.BHD |  | JAPAN |  | PRINCIP ENGINEERING |  |  | 0 | 0 | 0 | 0 |  |  |  |  | 2007-06-23 | KPJ Ipoh Specialist Hospital | 2 | [12 empty] | 2025-08-01 | 2026-02-01 | bar: FEB; AUG
254 | H07B100254 | 12647 | BEMS | B | - | ACT | C | H07 | BEMS | PATIENT MONITORING SYSTEM | PATIENT MONITORING SYSTEM | BA | OT | L01 | ISH/BE/00436 | 0 |  | 0 | HOSPITAL | 10500 | 0 | 0 | 0 | 0 | 0 | 0 | 0 | 0 | 0 | 0 |  | 1900-01-01 | 17 | [8 empty] | OT |  |  |  | 0 | 0 | [12 empty] | admin | 2024-12-12 14:25 |  | NIHON KOHDEN | OPV 1500K | O5084 | OPERATION THEATRE |  |  | 1 | B | 1 |  | LIFE TRONIC SDN.BHD | LIFE TRONIC SDN.BHD |  | JAPAN |  | PRINCIP ENGINEERING |  |  | 0 | 0 | 0 | 0 |  |  |  |  | 2007-06-23 | KPJ Ipoh Specialist Hospital | 2 | [12 empty] | 2025-07-01 | 2026-01-01 | bar: JAN; JUL
255 | H07B100255 | 12647 | BEMS | B | - | ACT | C | H07 | BEMS | PATIENT MONITORING SYSTEM | PATIENT MONITORING SYSTEM | BA | OT | L01 | ISH/BE/00679 | 0 |  | 0 | HOSPITAL | 10500 | 0 | 0 | 0 | 0 | 0 | 0 | 0 | 0 | 0 | 0 | 2011-04-01 | 1900-01-01 | 15 | [8 empty] | OT |  |  |  | 0 | 0 | [12 empty] | admin | 2024-12-12 14:25 |  | NIHON KOHDEN | OPV-1500K | O8584 | OPERATION THEATRE |  |  | 1 | B | 1 |  | IPOH JAYA MEDIC ENTERPRISE | IPOH JAYA MEDIC ENTERPRISE |  | JAPAN |  | PRINCIP ENGINEERING |  |  | 0 | 0 | 0 | 0 |  |  |  |  | 2009-04-22 | KPJ Ipoh Specialist Hospital | 2 | [12 empty] | 2025-07-01 | 2026-01-01 | bar: JAN; JUL
256 | H07B100256 | 12647 | BEMS | B | - | ACT | C | H07 | BEMS | PATIENT MONITORING SYSTEM | PATIENT MONITORING SYSTEM | BA | OT | L01 | ISH/BE/00685 | 0 |  | 0 | HOSPITAL | 10500 | 0 | 0 | 0 | 0 | 0 | 0 | 0 | 0 | 0 | 0 | 2011-05-01 | 1900-01-01 | 15 | [8 empty] | OT |  |  |  | 0 | 0 | [12 empty] | admin | 2024-12-12 14:25 |  | NIHON KOHDEN | OPV-1500K | O8582 | OPERATION THEATRE |  |  | 1 | B | 1 |  | IPOH JAYA MEDIC ENTERPRISE | IPOH JAYA MEDIC ENTERPRISE |  | JAPAN |  | PRINCIP ENGINEERING |  |  | 0 | 0 | 0 | 0 |  |  |  |  | 2009-08-05 | KPJ Ipoh Specialist Hospital | 2 | [12 empty] | 2025-07-01 | 2026-01-01 | bar: JAN; JUL
257 | H07B100257 | 12647 | BEMS | B | - | ACT | C | H07 | BEMS | PATIENT MONITORING SYSTEM | PATIENT MONITORING SYSTEM | BA | OT | L01 | ISH/BE/00912 | 0 |  | 0 | HOSPITAL | 14800 | 0 | 0 | 0 | 0 | 0 | 0 | 0 | 0 | 0 | 0 | 2013-11-01 | 1900-01-01 | 14 | [8 empty] | OT |  |  |  | 0 | 0 | [12 empty] | admin | 2024-12-12 14:25 |  | NIHON KOHDEN | PVM-2701 | 103 | OPERATION THEATRE |  |  | 1 | B | 1 |  | IPOH JAYA MEDIC ENTERPRISE | IPOH JAYA MEDIC ENTERPRISE |  | JAPAN |  | PRINCIP ENGINEERING |  |  | 0 | 0 | 0 | 0 |  |  |  |  | 2010-04-11 | KPJ Ipoh Specialist Hospital | 2 | [12 empty] | 2025-07-01 | 2026-01-01 | bar: JAN; JUL
258 | H07B100258 | 12636 | BEMS | B | - | ACT | C | H07 | BEMS | VITAL SIGN MONITOR | VITAL SIGN MONITOR | BA | OT | L01 | ISH/BE/01053 | 0 |  | 0 | HOSPITAL | 7450 | 0 | 0 | 0 | 0 | 0 | 0 | 0 | 0 | 0 | 0 | 2013-05-20 | 1900-01-01 | 12 | [8 empty] | OT |  |  |  | 0 | 0 | [12 empty] | admin | 2024-12-12 14:25 |  | GE | V100 | SH611480621SA | OPERATION THEATRE |  |  | 1 | B | 1 |  | IPOH JAYA MEDIC ENTERPRISE | IPOH JAYA MEDIC ENTERPRISE | STOR95964 | GERMANY |  | PRINCIP ENGINEERING |  |  | 0 | 0 | 0 | 0 |  |  |  |  | 2012-05-15 | KPJ Ipoh Specialist Hospital | 2 | [12 empty] | 2025-09-01 | 2026-03-01 | bar: MAR; SEP
259 | H07B100259 | 12647 | BEMS | B | - | ACT | C | H07 | BEMS | PATIENT MONITORING SYSTEM | PATIENT MONITORING SYSTEM | BA | OT | L01 | ISH/BE/01272 | 0 |  | 0 | HOSPITAL | 12000 | 0 | 0 | 0 | 0 | 0 | 0 | 0 | 0 | 0 | 0 | 2016-06-01 | 1900-01-01 | 9 | [8 empty] | OT |  |  |  | 0 | 0 | [12 empty] | admin | 2024-12-12 14:25 |  | PHILIPS | 863063 SURESIGN VM4 | CN42790017 | OPERATION THEATRE |  |  | 1 | B | 1 |  | SUP100018 | IDS MEDICAL SYSTEM (M) SDN BHD | STOR 118061(FA) | GERMANY |  | PRINCIP ENGINEERING |  |  | 0 | 0 | 0 | 0 |  |  |  |  | 2015-06-22 | KPJ Ipoh Specialist Hospital | 2 | [12 empty] | 2025-07-01 | 2026-01-01 | bar: JAN; JUL
260 | H07B100260 | 12647 | BEMS | B | - | ACT | C | H07 | BEMS | PATIENT MONITORING SYSTEM | PATIENT MONITORING SYSTEM | BA | OT | L01 | ISH/BE/01273 | 0 |  | 0 | HOSPITAL | 12000 | 0 | 0 | 0 | 0 | 0 | 0 | 0 | 0 | 0 | 0 | 2016-06-01 | 1900-01-01 | 9 | [8 empty] | OT |  |  |  | 0 | 0 | [12 empty] | admin | 2024-12-12 14:25 |  | PHILIPS | 863063 SURESIGN VM4 | CN42788306 | OPERATION THEATRE |  |  | 1 | B | 1 |  | SUP100018 | IDS MEDICAL SYSTEM (M) SDN BHD | STOR 118061(FA) | GERMANY |  | PRINCIP ENGINEERING |  |  | 0 | 0 | 0 | 0 |  |  |  |  | 2015-06-22 | KPJ Ipoh Specialist Hospital | 2 | [12 empty] | 2025-07-01 | 2026-01-01 | bar: JAN; JUL
261 | H07B100261 | 12647 | BEMS | B | - | ACT | C | H07 | BEMS | PATIENT MONITORING SYSTEM | PATIENT MONITORING SYSTEM | BA | OT | L01 | ISH/BE/01274 | 0 |  | 0 | HOSPITAL | 12000 | 0 | 0 | 0 | 0 | 0 | 0 | 0 | 0 | 0 | 0 | 2016-06-01 | 1900-01-01 | 9 | [8 empty] | OT |  |  |  | 0 | 0 | [12 empty] | admin | 2024-12-12 14:25 |  | PHILIPS | 863063 SURESIGN VM4 | CN42788307 | OPERATION THEATRE |  |  | 1 | B | 1 |  | SUP100018 | IDS MEDICAL SYSTEM (M) SDN BHD | STOR 118061(FA) | GERMANY |  | PRINCIP ENGINEERING |  |  | 0 | 0 | 0 | 0 |  |  |  |  | 2015-06-22 | KPJ Ipoh Specialist Hospital | 2 | [12 empty] | 2025-07-01 | 2026-01-01 | bar: JAN; JUL
262 | H07B100262 | 10540 | BEMS | B | - | ACT | N | H07 | BEMS | WARMING CABINET | WARMING CABINET | BA | OT | L01 | ISH/BE/00439 | 0 |  | 0 | HOSPITAL | 28000 | 0 | 0 | 0 | 0 | 0 | 0 | 0 | 0 | 0 | 0 |  | 1900-01-01 | 21 | [8 empty] | OT |  |  |  | 0 | 0 | [12 empty] | admin | 2024-12-12 14:25 |  | MALMED | FM78A0083100CE | 100206161 | OPERATION THEATRE |  |  | 1 | B | 1 |  | ANTAH SRI RADIN SDN BHD | ANTAH SRI RADIN SDN BHD |  | UK |  | PRINCIP ENGINEERING |  |  | 0 | 0 | 0 | 0 |  |  |  |  | 2003-02-28 | KPJ Ipoh Specialist Hospital | 1 | [12 empty] | 2025-02-01 | 2026-02-01 | bar: FEB
263 | H07B100263 | 10414 | BEMS | B | - | ACT | N | H07 | BEMS | WARMING SYSTEM | WARMING SYSTEM | BA | OT | L01 | ISH/BE/00440 | 0 |  | 0 | HOSPITAL | 29800 | 0 | 0 | 0 | 0 | 0 | 0 | 0 | 0 | 0 | 0 |  | 1900-01-01 | 16 | [8 empty] | OT |  |  |  | 0 | 0 | [12 empty] | admin | 2024-12-12 14:25 |  | STIHLER | ASTOPAD DUO 120 | AE 12384 | OPERATION THEATRE |  |  | 1 | B | 1 |  | GEMILANG ASIA TECHNOLOGY | GEMILANG ASIA TECHNOLOGY |  | GERMANY |  | GEMILANG ASIA TECHNOLOGY |  |  | 0 | 0 | 0 | 0 |  |  |  |  | 2008-04-28 | KPJ Ipoh Specialist Hospital | 2 | [12 empty] | 2025-10-01 | 2026-04-01 | bar: APR; OCT
264 | H07B100264 | 10414 | BEMS | B | - | ACT | N | H07 | BEMS | WARMING SYSTEM | WARMING SYSTEM | BA | OT | L01 | ISH/BE/00441 | 0 |  | 0 | HOSPITAL | 29800 | 0 | 0 | 0 | 0 | 0 | 0 | 0 | 0 | 0 | 0 |  | 1900-01-01 | 16 | [8 empty] | OT |  |  |  | 0 | 0 | [12 empty] | admin | 2024-12-12 14:25 |  | STIHLER | ASTOPAD DUO 120 | AE 12386 | OPERATION THEATRE |  |  | 1 | B | 1 |  | GEMILANG ASIA TECHNOLOGY | GEMILANG ASIA TECHNOLOGY |  | GERMANY |  | GEMILANG ASIA TECHNOLOGY |  |  | 0 | 0 | 0 | 0 |  |  |  |  | 2008-04-28 | KPJ Ipoh Specialist Hospital | 2 | [12 empty] | 2025-10-01 | 2026-04-01 | bar: APR; OCT
265 | H07B100265 | 10414 | BEMS | B | - | ACT | N | H07 | BEMS | WARMING SYSTEM | WARMING SYSTEM | BA | OT | L01 | ISH/BE/00705 | 0 |  | 0 | HOSPITAL | 29800 | 0 | 0 | 0 | 0 | 0 | 0 | 0 | 0 | 0 | 0 | 2010-09-01 | 1900-01-01 | 15 | [8 empty] | OT |  |  |  | 0 | 0 | [12 empty] | admin | 2024-12-12 14:25 |  | STIHLER | ASTOPAD DUO 120 | AE 12803 | OPERATION THEATRE |  |  | 1 | B | 1 |  | GEMILANG ASIA TECHNOLOGY | GEMILANG ASIA TECHNOLOGY |  | GERMANY |  | GEMILANG ASIA TECHNOLOGY |  |  | 0 | 0 | 0 | 0 |  |  |  |  | 2009-09-25 | KPJ Ipoh Specialist Hospital | 2 | [12 empty] | 2025-10-01 | 2026-04-01 | bar: APR; OCT
266 | H07B100266 | 10414 | BEMS | B | - | ACT | N | H07 | BEMS | WARMING SYSTEM | WARMING SYSTEM | BA | OT | L01 | ISH/BE/00781 | 0 |  | 0 | HOSPITAL | 9300 | 0 | 0 | 0 | 0 | 0 | 0 | 0 | 0 | 0 | 0 | 2011-03-01 | 1900-01-01 | 14 | [8 empty] | OT |  |  |  | 0 | 0 | [12 empty] | admin | 2024-12-12 14:25 |  | CINCINNATI SUB ZERO | WARM AIR 135 | 094-1356276 | OPERATION THEATRE |  |  | 1 | B | 1 |  | SUP100016 | INSAN BAKTI SDN BHD |  | USA |  | PRINCIP ENGINEERING |  |  | 0 | 0 | 0 | 0 |  |  |  |  | 2010-03-17 | KPJ Ipoh Specialist Hospital | 2 | [12 empty] | 2025-07-01 | 2026-01-01 | bar: JAN; JUL
267 | H07B100267 | 10414 | BEMS | B | - | ACT | N | H07 | BEMS | WARMING SYSTEM | WARMING SYSTEM | BA | OT | L01 | ISH/BE/00782 | 0 |  | 0 | HOSPITAL | 9300 | 0 | 0 | 0 | 0 | 0 | 0 | 0 | 0 | 0 | 0 | 2011-03-01 | 1900-01-01 | 14 | [8 empty] | OT |  |  |  | 0 | 0 | [12 empty] | admin | 2024-12-12 14:25 |  | CINCINNATI SUB ZERO | WARM AIR 135 | 094-1356274 | OPERATION THEATRE |  |  | 1 | B | 1 |  | SUP100016 | INSAN BAKTI SDN BHD |  | USA |  | PRINCIP ENGINEERING |  |  | 0 | 0 | 0 | 0 |  |  |  |  | 2010-03-17 | KPJ Ipoh Specialist Hospital | 2 | [12 empty] | 2025-07-01 | 2026-01-01 | bar: JAN; JUL
268 | H07B100268 | 10414 | BEMS | B | - | ACT | N | H07 | BEMS | WARMING SYSTEM | WARMING SYSTEM | BA | OT | L01 | ISH/BE/01005 | 0 |  | 0 | HOSPITAL | 31000 | 0 | 0 | 0 | 0 | 0 | 0 | 0 | 0 | 0 | 0 | 2012-08-01 | 1900-01-01 | 13 | [8 empty] | OT |  |  |  | 0 | 0 | [12 empty] | admin | 2024-12-12 14:25 |  | STIHLER | ASTOPAD DUO 120 | AE 13334 | OPERATION THEATRE |  |  | 1 | B | 1 |  | GEMILANG ASIA TECHNOLOGY | GEMILANG ASIA TECHNOLOGY |  | GERMANY |  | GEMILANG ASIA TECHNOLOGY |  |  | 0 | 0 | 0 | 0 |  |  |  |  | 2011-08-16 | KPJ Ipoh Specialist Hospital | 2 | [12 empty] | 2025-10-01 | 2026-04-01 | bar: APR; OCT
269 | H07B100269 | 10414 | BEMS | B | - | ACT | N | H07 | BEMS | WARMING SYSTEM | WARMING SYSTEM | BA | OT | L01 | ISH/BE/01006 | 0 |  | 0 | HOSPITAL | 31000 | 0 | 0 | 0 | 0 | 0 | 0 | 0 | 0 | 0 | 0 | 2012-08-01 | 1900-01-01 | 13 | [8 empty] | OT |  |  |  | 0 | 0 | [12 empty] | admin | 2024-12-12 14:25 |  | STIHLER | ASTOPAD DUO 120 | AE 13682 | OPERATION THEATRE |  |  | 1 | B | 1 |  | GEMILANG ASIA TECHNOLOGY | GEMILANG ASIA TECHNOLOGY |  | GERMANY |  | GEMILANG ASIA TECHNOLOGY |  |  | 0 | 0 | 0 | 0 |  |  |  |  | 2011-08-16 | KPJ Ipoh Specialist Hospital | 2 | [12 empty] | 2025-10-01 | 2026-04-01 | bar: APR; OCT
270 | H07B100270 | 10414 | BEMS | B | - | ACT | N | H07 | BEMS | WARMING SYSTEM | WARMING SYSTEM | BA | OT | L01 | ISH/BE/01265 | 0 |  | 0 | HOSPITAL | 28000 | 0 | 0 | 0 | 0 | 0 | 0 | 0 | 0 | 0 | 0 | 2017-05-01 | 1900-01-01 | 9 | [8 empty] | OT |  |  |  | 0 | 0 | [12 empty] | admin | 2024-12-12 14:25 |  | STIHLER | ASTOPAD DUO 120 | AF 15149 | OPERATION THEATRE |  |  | 1 | B | 1 |  | GEMILANG ASIA TECHNOLOGY | GEMILANG ASIA TECHNOLOGY | STOR 119352 (FA) | GERMANY |  | GEMILANG ASIA TECHNOLOGY |  |  | 0 | 0 | 0 | 0 |  |  |  |  | 2015-05-14 | KPJ Ipoh Specialist Hospital | 2 | [12 empty] | 2025-10-01 | 2026-04-01 | bar: APR; OCT
271 | H07B100271 | 10414 | BEMS | B | - | ACT | N | H07 | BEMS | WARMING SYSTEM | WARMING SYSTEM | BA | OT | L01 | ISH/BE/01537 | 0 |  | 0 | HOSPITAL | 7000 | 0 | 0 | 0 | 0 | 0 | 0 | 0 | 0 | 0 | 0 | 2019-09-01 | 1900-01-01 | 7 | [8 empty] | OT |  |  |  | 0 | 0 | [12 empty] | admin | 2024-12-12 14:25 |  | 3M | 775 BAIR HUGGER | 89774 | OPERATION THEATRE |  |  | 1 | B | 1 |  | CALMED HEALTHCARE SDN BHD | CALMED HEALTHCARE SDN BHD | STOR 148428 (FA) | USA |  | PRINCIP ENGINEERING |  |  | 0 | 0 | 0 | 0 |  |  |  |  | 2017-09-13 | KPJ Ipoh Specialist Hospital | 1 | [12 empty] | 2025-06-01 | 2026-06-01 | bar: JUN
272 | H07B100272 | 10414 | BEMS | B | - | ACT | N | H07 | BEMS | WARMING SYSTEM | WARMING SYSTEM | BA | OT | L01 | ISH/BE/01538 | 0 |  | 0 | HOSPITAL | 7000 | 0 | 0 | 0 | 0 | 0 | 0 | 0 | 0 | 0 | 0 | 2019-09-01 | 1900-01-01 | 7 | [8 empty] | OT |  |  |  | 0 | 0 | [12 empty] | admin | 2024-12-12 14:25 |  | 3M | 775 BAIR HUGGER | 89775 | OPERATION THEATRE |  |  | 1 | B | 1 |  | CALMED HEALTHCARE SDN BHD | CALMED HEALTHCARE SDN BHD | STOR 148428 (FA) | USA |  | PRINCIP ENGINEERING |  |  | 0 | 0 | 0 | 0 |  |  |  |  | 2017-09-13 | KPJ Ipoh Specialist Hospital | 1 | [12 empty] | 2025-03-01 | 2026-03-01 | bar: MAR
273 | H07B100273 | 10414 | BEMS | B | - | ACT | N | H07 | BEMS | WARMING SYSTEM | WARMING SYSTEM | BA | OT | L01 | ISH/BE/01539 | 0 |  | 0 | HOSPITAL | 7000 | 0 | 0 | 0 | 0 | 0 | 0 | 0 | 0 | 0 | 0 | 2019-09-01 | 1900-01-01 | 7 | [8 empty] | OT |  |  |  | 0 | 0 | [12 empty] | admin | 2024-12-12 14:25 |  | 3M | 775 BAIR HUGGER | 89776 | OPERATION THEATRE |  |  | 1 | B | 1 |  | CALMED HEALTHCARE SDN BHD | CALMED HEALTHCARE SDN BHD | STOR 148428 (FA) | USA |  | PRINCIP ENGINEERING |  |  | 0 | 0 | 0 | 0 |  |  |  |  | 2017-09-13 | KPJ Ipoh Specialist Hospital | 1 | [12 empty] | 2025-04-01 | 2026-04-01 | bar: APR
274 | H07B100274 | 10414 | BEMS | B | - | ACT | N | H07 | BEMS | WARMING SYSTEM | WARMING SYSTEM | BA | OT | L01 | ISH/BE/01662 | 0 |  | 0 | HOSPITAL | 8500 | 0 | 0 | 0 | 0 | 0 | 0 | 0 | 0 | 0 | 0 | 2022-10-01 | 1900-01-01 | 3 | [8 empty] | OT |  |  |  | 0 | 0 | [12 empty] | admin | 2024-12-12 14:25 |  | CSZ | WARM AIR 135 | 213-13517424 | OPERATION THEATRE |  |  | 1 | B | 1 |  | SUP100016 | INSAN BAKTI SDN BHD | SROR 194841 | USA |  | PRINCIP ENGINEERING |  |  | 0 | 0 | 0 | 0 |  |  |  |  | 2021-07-10 | KPJ Ipoh Specialist Hospital | 1 | [12 empty] | 2025-04-01 | 2026-04-01 | bar: APR
275 | H07B100275 | 10540 | BEMS | B | - | ACT | N | H07 | BEMS | WARMING CABINET | WARMING CABINET | BA | OT | L01 | ISH/BE/01668 | 0 |  | 0 | HOSPITAL | 20000 | 0 | 0 | 0 | 0 | 0 | 0 | 0 | 0 | 0 | 0 | 2022-12-22 | 1900-01-01 | 2 | [8 empty] | OT |  |  |  | 0 | 0 | [12 empty] | admin | 2024-12-12 14:25 |  | SAHARA | B-300SS | 5511300/2112 | OPERATION THEATRE |  |  | 1 | B | 1 |  | SUP100004 | GEMILANG ASIA TECHNOLOGY SDN BHD |  | MALAYSIA |  | GEMILANG ASIA TECHNOLOGY SDN BHD |  |  | 0 | 0 | 0 | 0 |  |  |  |  | 2021-12-15 | KPJ Ipoh Specialist Hospital | 2 | [12 empty] | 2025-12-01 | 2026-06-01 | bar: JUN; DEC
276 | H07B100276 | 13217 | BEMS | B | - | ACT | C | H07 | BEMS | SYRINGE PUMP | SYRINGE PUMP | BA | OT | L01 | ISH/BE/00453 | 0 |  | 0 | HOSPITAL | 2950 | 0 | 0 | 0 | 0 | 0 | 0 | 0 | 0 | 0 | 0 |  | 1900-01-01 | 19 | [8 empty] | OT |  |  |  | 0 | 0 | [12 empty] | admin | 2024-12-12 14:25 |  | TERUMO | TE 332 | O3020004 | OPERATION THEATRE |  |  | 1 | B | 1 |  | JEBSEN & JESSEN TECHNOLOGY SDN BHD | JEBSEN & JESSEN TECHNOLOGY SDN BHD |  | JAPAN |  | PRINCIP ENGINEERING |  |  | 0 | 0 | 0 | 0 |  |  |  |  | 2005-02-22 | KPJ Ipoh Specialist Hospital | 1 | [12 empty] | 2025-06-01 | 2026-06-01 | bar: JUN
277 | H07B100277 | 13217 | BEMS | B | - | ACT | C | H07 | BEMS | SYRINGE PUMP | SYRINGE PUMP | BA | OT | L01 | ISH/BE/00454 | 0 |  | 0 | HOSPITAL | 2950 | 0 | 0 | 0 | 0 | 0 | 0 | 0 | 0 | 0 | 0 |  | 1900-01-01 | 19 | [8 empty] | OT |  |  |  | 0 | 0 | [12 empty] | admin | 2024-12-12 14:25 |  | TERUMO | TE 332 | O3020005 | OPERATION THEATRE |  |  | 1 | B | 1 |  | JEBSEN & JESSEN TECHNOLOGY SDN BHD | JEBSEN & JESSEN TECHNOLOGY SDN BHD |  | JAPAN |  | PRINCIP ENGINEERING |  |  | 0 | 0 | 0 | 0 |  |  |  |  | 2005-02-22 | KPJ Ipoh Specialist Hospital | 1 | [12 empty] | 2025-06-01 | 2026-06-01 | bar: JUN
278 | H07B100278 | 13217 | BEMS | B | - | ACT | C | H07 | BEMS | SYRINGE PUMP | SYRINGE PUMP | BA | OT | L01 | ISH/BE/01174 | 0 |  | 0 | HOSPITAL | 2700 | 0 | 0 | 0 | 0 | 0 | 0 | 0 | 0 | 0 | 0 | 2016-06-01 | 1900-01-01 | 10 | [8 empty] | OT |  |  |  | 0 | 0 | [12 empty] | admin | 2024-12-12 14:25 |  | FRESENIUS KABI | INJECTOMAT AGILIA | 2233965 | OPERATION THEATRE |  |  | 1 | B | 1 |  | MALAYSIAN HEALTHCARE SDN BHD | MALAYSIAN HEALTHCARE SDN BHD | STOR 114163(FA) | GERMANY |  | PRINCIP ENGINEERING |  |  | 0 | 0 | 0 | 0 |  |  |  |  | 2014-06-30 | KPJ Ipoh Specialist Hospital | 1 | [12 empty] | 2025-06-01 | 2026-06-01 | bar: JUN
279 | H07B100279 | 13217 | BEMS | B | - | ACT | C | H07 | BEMS | SYRINGE PUMP | SYRINGE PUMP | BA | OT | L01 | ISH/BE/01175 | 0 |  | 0 | HOSPITAL | 2700 | 0 | 0 | 0 | 0 | 0 | 0 | 0 | 0 | 0 | 0 | 2016-06-01 | 1900-01-01 | 10 | [8 empty] | OT |  |  |  | 0 | 0 | [12 empty] | admin | 2024-12-12 14:25 |  | FRESENIUS KABI | INJECTOMAT AGILIA | 2233910 | OPERATION THEATRE |  |  | 1 | B | 1 |  | MALAYSIAN HEALTHCARE SDN BHD | MALAYSIAN HEALTHCARE SDN BHD | STOR 114163(FA) | GERMANY |  | PRINCIP ENGINEERING |  |  | 0 | 0 | 0 | 0 |  |  |  |  | 2014-06-30 | KPJ Ipoh Specialist Hospital | 1 | [12 empty] | 2025-06-01 | 2026-06-01 | bar: JUN
280 | H07B100280 | 13931 | BEMS | B | - | ACT | C | H07 | BEMS | SYRINGE PUMP TCI | SYRINGE PUMP TCI | BA | OT | L01 | ISH/BE/01620 | 0 |  | 0 | HOSPITAL | 6000 | 0 | 0 | 0 | 0 | 0 | 0 | 0 | 0 | 0 | 0 | 2022-10-01 | 1900-01-01 | 4 | [8 empty] | OT |  |  |  | 0 | 0 | [12 empty] | admin | 2024-12-12 14:25 |  | B.BRAUN | PERFUSOR SPACE | 533895 | OPERATION THEATRE |  |  | 1 | B | 1 |  | B.BRAUN MEDICAL SUPPLIES SDN BHD | B.BRAUN MEDICAL SUPPLIES SDN BHD | STOR 186336 | GERMANY |  | B.BRAUN MEDICAL SUPPLIES SDN BHD |  |  | 0 | 0 | 0 | 0 |  |  |  |  | 2020-10-02 | KPJ Ipoh Specialist Hospital | 1 | [12 empty] | 2025-12-01 | 2026-12-01 | bar: DEC
281 | H07B100281 | 13931 | BEMS | B | - | ACT | C | H07 | BEMS | SYRINGE PUMP TCI | SYRINGE PUMP TCI | BA | OT | L01 | ISH/BE/01613 | 0 |  | 0 | HOSPITAL | 6000 | 0 | 0 | 0 | 0 | 0 | 0 | 0 | 0 | 0 | 0 | 2022-10-01 | 1900-01-01 | 4 | [8 empty] | OT |  |  |  | 0 | 0 | [12 empty] | admin | 2024-12-12 14:25 |  | B.BRAUN | PERFUSOR SPACE | 530038 | OPERATION THEATRE |  |  | 1 | B | 1 |  | B.BRAUN MEDICAL SUPPLIES SDN BHD | B.BRAUN MEDICAL SUPPLIES SDN BHD | STOR 186336 | GERMANY |  | B.BRAUN MEDICAL SUPPLIES SDN BHD |  |  | 0 | 0 | 0 | 0 |  |  |  |  | 2020-10-02 | KPJ Ipoh Specialist Hospital | 1 | [12 empty] | 2025-12-01 | 2026-12-01 | bar: DEC
282 | H07B100282 | 13931 | BEMS | B | - | ACT | C | H07 | BEMS | SYRINGE PUMP TCI | SYRINGE PUMP TCI | BA | OT | L01 | ISH/BE/01614 | 0 |  | 0 | HOSPITAL | 6000 | 0 | 0 | 0 | 0 | 0 | 0 | 0 | 0 | 0 | 0 | 2022-10-01 | 1900-01-01 | 4 | [8 empty] | OT |  |  |  | 0 | 0 | [12 empty] | admin | 2024-12-12 14:25 |  | B.BRAUN | PERFUSOR SPACE | 530110 | OPERATION THEATRE |  |  | 1 | B | 1 |  | B.BRAUN MEDICAL SUPPLIES SDN BHD | B.BRAUN MEDICAL SUPPLIES SDN BHD | STOR 186336 | GERMANY |  | B.BRAUN MEDICAL SUPPLIES SDN BHD |  |  | 0 | 0 | 0 | 0 |  |  |  |  | 2020-10-02 | KPJ Ipoh Specialist Hospital | 1 | [12 empty] | 2025-12-01 | 2026-12-01 | bar: DEC
283 | H07B100283 | 13931 | BEMS | B | - | ACT | C | H07 | BEMS | SYRINGE PUMP TCI | SYRINGE PUMP TCI | BA | OT | L01 | ISH/BE/01615 | 0 |  | 0 | HOSPITAL | 6000 | 0 | 0 | 0 | 0 | 0 | 0 | 0 | 0 | 0 | 0 | 2022-10-01 | 1900-01-01 | 4 | [8 empty] | OT |  |  |  | 0 | 0 | [12 empty] | admin | 2024-12-12 14:25 |  | B.BRAUN | PERFUSOR SPACE | 533877 | OPERATION THEATRE |  |  | 1 | B | 1 |  | B.BRAUN MEDICAL SUPPLIES SDN BHD | B.BRAUN MEDICAL SUPPLIES SDN BHD | STOR 186336 | GERMANY |  | B.BRAUN MEDICAL SUPPLIES SDN BHD |  |  | 0 | 0 | 0 | 0 |  |  |  |  | 2020-10-02 | KPJ Ipoh Specialist Hospital | 1 | [12 empty] | 2025-12-01 | 2026-12-01 | bar: DEC
284 | H07B100284 | 12647 | BEMS | B | - | ACT | C | H07 | BEMS | PATIENT MONITORING SYSTEM | PATIENT MONITORING SYSTEM | BA | OT | L01 | ISH/BE/00462 | 0 |  | 0 | HOSPITAL | 60000 | 0 | 0 | 0 | 0 | 0 | 0 | 0 | 0 | 0 | 0 |  | 1900-01-01 | 18 | [8 empty] | OT |  |  |  | 0 | 0 | [12 empty] | admin | 2024-12-12 14:25 |  | DATEX OHMEDA | S/5 | 6204060 | OPERATION THEATRE |  |  | 1 | B | 1 |  | SUP100016 | INSAN BAKTI SDN BHD |  | GERMANY |  | INSAN BAKTI SDN BHD |  |  | 0 | 0 | 0 | 0 |  |  |  |  | 2006-12-19 | KPJ Ipoh Specialist Hospital | 2 | [12 empty] | 2025-12-01 | 2026-06-01 | bar: JUN; DEC
285 | H07B100285 | 12647 | BEMS | B | - | ACT | C | H07 | BEMS | PATIENT MONITORING SYSTEM | PATIENT MONITORING SYSTEM | BA | OT | L01 | ISH/BE/00877 | 0 |  | 0 | HOSPITAL | 53000 | 0 | 0 | 0 | 0 | 0 | 0 | 0 | 0 | 0 | 0 | 2011-07-01 | 1900-01-01 | 14 | [8 empty] | OT |  |  |  | 0 | 0 | [12 empty] | admin | 2024-12-12 14:25 |  | DATEX OHMEDA | S/5 | 6638736 | OPERATION THEATRE |  |  | 1 | B | 1 |  | MEDITECH ADVANCE SDN BHD | MEDITECH ADVANCE SDN BHD |  | GERMANY |  | INSAN BAKTI SDN BHD |  |  | 0 | 0 | 0 | 0 |  |  |  |  | 2010-07-28 | KPJ Ipoh Specialist Hospital | 2 | [12 empty] | 2025-12-01 | 2026-06-01 | bar: JUN; DEC
286 | H07B100286 | 12647 | BEMS | B | - | ACT | C | H07 | BEMS | PATIENT MONITORING SYSTEM | PATIENT MONITORING SYSTEM | BA | OT | L01 | ISH/BE/01158 | 0 |  | 0 | HOSPITAL | 0 | 0 | 0 | 0 | 0 | 0 | 0 | 0 | 0 | 0 | 0 | 2016-03-01 | 1900-01-01 | 10 | [8 empty] | OT |  |  |  | 0 | 0 | [12 empty] | admin | 2024-12-12 14:25 |  | DATEX OHMEDA | CARESCAPE B650 | SEW14073494HA | OPERATION THEATRE |  |  | 1 | B | 1 |  | SUP100016 | INSAN BAKTI SDN BHD |  | GERMANY |  | INSAN BAKTI SDN BHD |  |  | 0 | 0 | 0 | 0 |  |  |  |  | 2014-04-07 | KPJ Ipoh Specialist Hospital | 2 | [12 empty] | 2025-12-01 | 2026-06-01 | bar: JUN; DEC
287 | H07B100287 | 12647 | BEMS | B | - | ACT | C | H07 | BEMS | PATIENT MONITORING SYSTEM | PATIENT MONITORING SYSTEM | BA | OT | L01 | ISH/BE/01257 | 0 |  | 0 | HOSPITAL | 0 | 0 | 0 | 0 | 0 | 0 | 0 | 0 | 0 | 0 | 0 | 2017-04-01 | 1900-01-01 | 9 | [8 empty] | OT |  |  |  | 0 | 0 | [12 empty] | admin | 2024-12-12 14:25 |  | GE DATEX OHMEDA | B650 | SEW14450184HA | OPERATION THEATRE |  |  | 1 | B | 1 |  | SUP100016 | INSAN BAKTI SDN BHD | STOR 122234 (FA) | GERMANY |  | INSAN BAKTI SDN BHD |  |  | 0 | 0 | 0 | 0 |  |  |  |  | 2015-04-23 | KPJ Ipoh Specialist Hospital | 2 | [12 empty] | 2025-12-01 | 2026-06-01 | bar: JUN; DEC
288 | H07B100288 | 12647 | BEMS | B | - | ACT | C | H07 | BEMS | PATIENT MONITORING SYSTEM | PATIENT MONITORING SYSTEM | BA | OT | L01 | ISH/BE/01504 | 0 |  | 0 | HOSPITAL | 79000 | 0 | 0 | 0 | 0 | 0 | 0 | 0 | 0 | 0 | 0 | 2018-12-01 | 1900-01-01 | 8 | [8 empty] | OT |  |  |  | 0 | 0 | [12 empty] | admin | 2024-12-12 14:25 |  | GE DATEX OHMEDA | B650 | SK415371084HA | OPERATION THEATRE |  |  | 1 | B | 1 |  | SUP100016 | INSAN BAKTI SDN BHD | STOR 138150 (FA) | GERMANY |  | INSAN BAKTI SDN BHD |  |  | 0 | 0 | 0 | 0 |  |  |  |  | 2016-12-29 | KPJ Ipoh Specialist Hospital | 2 | [12 empty] | 2025-12-01 | 2026-06-01 | bar: JUN; DEC
289 | H07B100289 | 12647 | BEMS | B | - | ACT | C | H07 | BEMS | PATIENT MONITORING SYSTEM | PATIENT MONITORING SYSTEM | BA | OT | L01 | ISH/BE/01602 | 0 |  | 0 | HOSPITAL | 0 | 0 | 0 | 0 | 0 | 0 | 0 | 0 | 0 | 0 | 0 | 2021-10-01 | 1900-01-01 | 5 | [8 empty] | OT |  |  |  | 0 | 0 | [12 empty] | admin | 2024-12-12 14:25 |  | GE | B651 | SCQ19350028HA | OPERATION THEATRE |  |  | 1 | B | 1 |  | SUP100016 | INSAN BAKTI SDN BHD | STOR174085 | GERMANY |  | INSAN BAKTI SDN BHD |  |  | 0 | 0 | 0 | 0 |  |  |  |  | 2019-01-10 | KPJ Ipoh Specialist Hospital | 2 | [12 empty] | 2025-12-01 | 2026-06-01 | bar: JUN; DEC
290 | H07B100290 | 10134 | BEMS | B | - | ACT | C | H07 | BEMS | ANEASTHESIA UNITS | ANEASTHESIA UNITS | BA | OT | L01 | ISH/BE/00474 | 0 |  | 0 | HOSPITAL | 120000 | 0 | 0 | 0 | 0 | 0 | 0 | 0 | 0 | 0 | 0 |  | 1900-01-01 | 23 | [8 empty] | OT |  |  |  | 0 | 0 | [12 empty] | admin | 2024-12-12 14:25 |  | DRAGER | (TITUS MRI) | ARRD 0011 | OPERATION THEATRE |  |  | 1 | B | 1 |  | DREAGER MEDICAL S.E.A PTE LTD | DREAGER MEDICAL S.E.A PTE LTD |  | GERMANY |  | DREAGER MEDICAL S.E.A PTE LTD |  |  | 0 | 0 | 0 | 0 |  |  |  |  | 2001-07-20 | KPJ Ipoh Specialist Hospital | 1 | [12 empty] | 2025-09-01 | 2026-09-01 | bar: SEP
291 | H07B100291 | 10134 | BEMS | B | - | CDM | C | H07 | BEMS | ANEASTHESIA UNITS | ANEASTHESIA UNITS | BA | OT | L01 | ISH/BE/00476 | 0 |  | 0 | HOSPITAL | 120000 | 0 | 0 | 0 | 0 | 0 | 0 | 0 | 0 | 0 | 0 |  | 1900-01-01 | 18 | [8 empty] | OT |  |  |  | 0 | 0 | [12 empty] | admin | 2024-12-12 14:25 |  | OHMEDA | AESTIVA / 5 | AMRJ03156 | OPERATION THEATRE |  |  | 1 | B | 1 |  | SUP100016 | INSAN BAKTI SDN BHD |  | GERMANY |  | INSAN BAKTI SDN BHD |  |  | 0 | 0 | 0 | 0 |  |  |  |  | 2006-04-01 | KPJ Ipoh Specialist Hospital
292 | H07B100292 | 10134 | BEMS | B | - | CDM | C | H07 | BEMS | ANEASTHESIA UNITS | ANEASTHESIA UNITS | BA | CATHLAB | L01 | ISH/BE/00835 | 0 |  | 0 | HOSPITAL | 120000 | 0 | 0 | 0 | 0 | 0 | 0 | 0 | 0 | 0 | 0 | 2011-07-01 | 1900-01-01 | 14 | [8 empty] | OT |  |  |  | 0 | 0 | [12 empty] | admin | 2024-12-12 14:25 |  | DATEX OHMEDA | AESTIVA / 5 | AMRP 00894 | OPERATION THEATRE |  |  | 1 | B | 1 |  | MEDITECH ADVANCE SDN BHD | MEDITECH ADVANCE SDN BHD |  | GERMANY |  | INSAN BAKTI SDN BHD |  |  | 0 | 0 | 0 | 0 |  |  |  |  | 2010-07-13 | KPJ Ipoh Specialist Hospital | 2 | [12 empty] | 2025-12-01 | 2026-06-01 | bar: JUN; DEC
293 | H07B100293 | 10134 | BEMS | B | - | ACT | C | H07 | BEMS | ANEASTHESIA UNITS | ANEASTHESIA UNITS | BA | OT | L01 | ISH/BE/01024 | 0 |  | 0 | HOSPITAL | 170000 | 0 | 0 | 0 | 0 | 0 | 0 | 0 | 0 | 0 | 0 | 2012-11-01 | 1900-01-01 | 13 | [8 empty] | OT |  |  |  | 0 | 0 | [12 empty] | admin | 2024-12-12 14:25 |  | GE DATEX OHMEDA | AISYS | ANAQ01366 | OPERATION THEATRE |  |  | 1 | B | 1 |  | SUP100016 | INSAN BAKTI SDN BHD |  | GERMANY |  | INSAN BAKTI SDN BHD |  |  | 0 | 0 | 0 | 0 |  |  |  |  | 2011-11-23 | KPJ Ipoh Specialist Hospital | 2 | [12 empty] | 2025-12-01 | 2026-06-01 | bar: JUN; DEC
294 | H07B100294 | 10134 | BEMS | B | - | ACT | C | H07 | BEMS | ANEASTHESIA UNITS | ANEASTHESIA UNITS | BA | OT | L01 | ISH/BE/01156 | 0 |  | 0 | HOSPITAL | 238000 | 0 | 0 | 0 | 0 | 0 | 0 | 0 | 0 | 0 | 0 | 2016-03-01 | 1900-01-01 | 10 | [8 empty] | OT |  |  |  | 0 | 0 | [12 empty] | admin | 2024-12-12 14:25 |  | GE DATEX OHMEDA | AVANCE CS2 | APKT00291 | OPERATION THEATRE |  |  | 1 | B | 1 |  | SUP100016 | INSAN BAKTI SDN BHD | STOR 109923 (FA) | GERMANY |  | INSAN BAKTI SDN BHD |  |  | 0 | 0 | 0 | 0 |  |  |  |  | 2014-04-14 | KPJ Ipoh Specialist Hospital | 2 | [12 empty] | 2025-12-01 | 2026-06-01 | bar: JUN; DEC
295 | H07B100295 | 10134 | BEMS | B | - | ACT | C | H07 | BEMS | ANEASTHESIA UNITS | ANEASTHESIA UNITS | BA | OT | L01 | ISH/BE/01256 | 0 |  | 0 | HOSPITAL | 254000 | 0 | 0 | 0 | 0 | 0 | 0 | 0 | 0 | 0 | 0 | 2017-04-01 | 1900-01-01 | 9 | [8 empty] | OT |  |  |  | 0 | 0 | [12 empty] | admin | 2024-12-12 14:25 |  | GE DATEX OHMEDA | AISYS CS2 | APWT02977 | OPERATION THEATRE |  |  | 1 | B | 1 |  | SUP100016 | INSAN BAKTI SDN BHD | STOR 122234 (FA) | GERMANY |  | INSAN BAKTI SDN BHD |  |  | 0 | 0 | 0 | 0 |  |  |  |  | 2015-04-23 | KPJ Ipoh Specialist Hospital | 2 | [12 empty] | 2025-12-01 | 2026-06-01 | bar: JUN; DEC
296 | H07B100296 | 10134 | BEMS | B | - | ACT | C | H07 | BEMS | ANEASTHESIA UNITS | ANEASTHESIA UNITS | BA | OT | L01 | ISH/BE/01601 | 0 |  | 0 | HOSPITAL | 263000 | 0 | 0 | 0 | 0 | 0 | 0 | 0 | 0 | 0 | 0 | 2021-10-01 | 1900-01-01 | 5 | [8 empty] | OT |  |  |  | 0 | 0 | [12 empty] | admin | 2024-12-12 14:25 |  | GE DATEX OHMEDA | AISYS CS2 | APWY01953 | OPERATION THEATRE |  |  | 1 | B | 1 |  | SUP100016 | INSAN BAKTI SDN BHD | STOR174085 | GERMANY |  | INSAN BAKTI SDN BHD |  |  | 0 | 0 | 0 | 0 |  |  |  |  | 2019-01-10 | KPJ Ipoh Specialist Hospital | 2 | [12 empty] | 2025-12-01 | 2026-06-01 | bar: JUN; DEC
297 | H07B100297 | 12647 | BEMS | B | - | ACT | C | H07 | BEMS | PATIENT MONITORING SYSTEM | PATIENT MONITORING SYSTEM | BA | OT | L01 | ISH/BE/00802 | 0 |  | 0 | HOSPITAL | 11800 | 0 | 0 | 0 | 0 | 0 | 0 | 0 | 0 | 0 | 0 | 2011-04-01 | 1900-01-01 | 14 | [8 empty] | OT |  |  |  | 0 | 0 | [12 empty] | admin | 2024-12-12 14:25 |  | EDAN | M8B | M8B2021035365LD | OPERATION THEATRE |  |  | 1 | B | 1 |  | MEDITECH ADVANCE SDN BHD | MEDITECH ADVANCE SDN BHD |  | CHINA |  | PRINCIP ENGINEERING |  |  | 0 | 0 | 0 | 0 |  |  |  |  | 2010-04-21 | KPJ Ipoh Specialist Hospital | 2 | [12 empty] | 2025-07-01 | 2026-01-01 | bar: JAN; JUL
298 | H07B100298 | 14074 | BEMS | B | - | ACT | C | H07 | BEMS | AUTOMATIC TOURNIQUET | AUTOMATIC TOURNIQUET | BA | OT | L01 | ISH/BE/00479 | 0 |  | 0 | HOSPITAL | 42000 | 0 | 0 | 0 | 0 | 0 | 0 | 0 | 0 | 0 | 0 | 2008-10-01 | 1900-01-01 | 17 | [8 empty] | OT |  |  |  | 0 | 0 | [12 empty] | admin | 2024-12-12 14:25 |  | ZIMMER | ATS 3000 | 3007EAEQ | OPERATION THEATRE |  |  | 1 | B | 1 |  | SERASI MEDIK SDN BHD | SERASI MEDIK SDN BHD |  | USA |  | PRINCIP ENGINEERING |  |  | 0 | 0 | 0 | 0 |  |  |  |  | 2007-03-10 | KPJ Ipoh Specialist Hospital | 1 | [12 empty] | 2025-07-01 | 2026-07-01 | bar: JUL
299 | H07B100299 | 14074 | BEMS | B | - | ACT | C | H07 | BEMS | AUTOMATIC TOURNIQUET | AUTOMATIC TOURNIQUET | BA | OT | L01 | ISH/BE/01051 | 0 |  | 0 | HOSPITAL | 38000 | 0 | 0 | 0 | 0 | 0 | 0 | 0 | 0 | 0 | 0 | 2013-04-01 | 1900-01-01 | 12 | [8 empty] | OT |  |  |  | 0 | 0 | [12 empty] | admin | 2024-12-12 14:25 |  | ZIMMER | ATS 3000 | 3012BAAJ | OPERATION THEATRE |  |  | 1 | B | 1 |  | ICON MEDIC SDN BHD | ICON MEDIC SDN BHD | STOR 94334 (FA) | USA |  | PRINCIP ENGINEERING |  |  | 0 | 0 | 0 | 0 |  |  |  |  | 2012-04-20 | KPJ Ipoh Specialist Hospital | 1 | [12 empty] | 2025-07-01 | 2026-07-01 | bar: JUL
300 | H07B100300 | 14074 | BEMS | B | - | ACT | C | H07 | BEMS | AUTOMATIC TOURNIQUET | AUTOMATIC TOURNIQUET | BA | OT | L01 | ISH/BE/01717 | 0 |  | 0 | HOSPITAL | 38707.5 | 0 | 0 | 0 | 0 | 0 | 0 | 0 | 0 | 0 | 0 | 2023-09-01 | 1900-01-01 | 10 | [8 empty] | OT |  |  |  | 0 | 0 | [12 empty] | admin | 2024-12-12 14:25 |  | VBM | TT20 | 00902 | OPERATION THEATRE |  |  | 1 | B | 1 |  | SURIA MEDIK SDN BHD | SURIA MEDIK SDN BHD | STOR204533 | GERMANY |  | SURIA MEDIK SDN BHD |  |  | 0 | 0 | 0 | 0 |  |  |  |  | 2022-09-02 | KPJ Ipoh Specialist Hospital | 1 | [12 empty] | 2025-09-01 | 2026-09-01 | bar: SEP
301 | H07B100301 | 14074 | BEMS | B | - | ACT | C | H07 | BEMS | AUTOMATIC TOURNIQUET | AUTOMATIC TOURNIQUET | BA | OT | L01 | ISH/BE/00726 | 0 |  | 0 | HOSPITAL | 18000 | 0 | 0 | 0 | 0 | 0 | 0 | 0 | 0 | 0 | 0 | 2010-12-01 | 1900-01-01 | 15 | [8 empty] | OT |  |  |  | 0 | 0 | [12 empty] | admin | 2024-12-12 14:25 |  | ZIMMER | AT S750 | 7509GAAH | OPERATION THEATRE |  |  | 1 | B | 1 |  | SERASI HEALTHCARE SDN BHD | SERASI HEALTHCARE SDN BHD |  | USA |  | PRINCIP ENGINEERING |  |  | 0 | 0 | 0 | 0 |  |  |  |  | 2009-04-12 | KPJ Ipoh Specialist Hospital | 1 | [12 empty] | 2025-02-01 | 2026-02-01 | bar: FEB
302 | H07B100302 | 11490 | BEMS | B | - | ACT | C | H07 | BEMS | ELECTROSURGICAL UNITS | ELECTROSURGICAL UNITS | BA | OT | L01 | ISH/BE/00480 | 0 |  | 0 | HOSPITAL | 45000 | 0 | 0 | 0 | 0 | 0 | 0 | 0 | 0 | 0 | 0 |  | 1900-01-01 | 28 | [8 empty] | OT |  |  |  | 0 | 0 | [12 empty] | admin | 2024-12-12 14:25 |  | VALLEYLAB | FORCE 300 | F6A235B | OPERATION THEATRE |  |  | 1 | B | 1 |  | ANTAH SRI RADIN SDN BHD | ANTAH SRI RADIN SDN BHD |  | USA |  | MED IMAG ENTERPRISE |  |  | 0 | 0 | 0 | 0 |  |  |  |  | 1996-05-21 | KPJ Ipoh Specialist Hospital | 2 | [12 empty] | 2025-09-01 | 2026-03-01 | bar: MAR; SEP
303 | H07B100303 | 11490 | BEMS | B | - | ACT | C | H07 | BEMS | ELECTROSURGICAL UNITS | ELECTROSURGICAL UNITS | BA | OT | L01 | ISH/BE/00485 | 0 |  | 0 | HOSPITAL | 45000 | 0 | 0 | 0 | 0 | 0 | 0 | 0 | 0 | 0 | 0 |  | 1900-01-01 | 33 | [8 empty] | OT |  |  |  | 0 | 0 | [12 empty] | admin | 2024-12-12 14:25 |  | TMI | E6-10 | 143 | OPERATION THEATRE |  |  | 1 | B | 1 |  | CHARLES WEMBLEY SDN BHD | CHARLES WEMBLEY SDN BHD |  | GERMANY |  | MED IMAG ENTERPRISE |  |  | 0 | 0 | 0 | 0 |  |  |  |  | 1991-01-01 | KPJ Ipoh Specialist Hospital | 1 | [12 empty] | 2025-07-01 | 2026-07-01 | bar: JUL
304 | H07B100304 | 11490 | BEMS | B | - | ACT | C | H07 | BEMS | ELECTROSURGICAL UNITS | ELECTROSURGICAL UNITS | BA | OT | L01 | ISH/BE/00486 | 0 |  | 0 | HOSPITAL | 45000 | 0 | 0 | 0 | 0 | 0 | 0 | 0 | 0 | 0 | 0 |  | 1900-01-01 | 22 | [8 empty] | OT |  |  |  | 0 | 0 | [12 empty] | admin | 2024-12-12 14:25 |  | VALLEYLAB | FORCE FX | FIG 18420A | OPERATION THEATRE |  |  | 1 | B | 1 |  | AVRO MEDICAL SDN.BHD | AVRO MEDICAL SDN.BHD |  | USA |  | MEDTRONIC MALAYSIA SDN BHD |  |  | 0 | 0 | 0 | 0 |  |  |  |  | 2002-05-14 | KPJ Ipoh Specialist Hospital | 2 | [12 empty] | 2025-12-01 | 2026-06-01 | bar: JUN; DEC
305 | H07B100305 | 11490 | BEMS | B | - | ACT | C | H07 | BEMS | ELECTROSURGICAL UNITS | ELECTROSURGICAL UNITS | BA | OT | L01 | ISH/BE/00487 | 0 |  | 0 | HOSPITAL | 45000 | 0 | 0 | 0 | 0 | 0 | 0 | 0 | 0 | 0 | 0 |  | 1900-01-01 | 22 | [8 empty] | OT |  |  |  | 0 | 0 | [12 empty] | admin | 2024-12-12 14:25 |  | VALLEYLAB | FORCE FX-8C | F4B30418A | OPERATION THEATRE |  |  | 1 | B | 1 |  | GOOD LABS MEDICAL SYSTEM | GOOD LABS MEDICAL SYSTEM |  | USA |  | MEDTRONIC MALAYSIA SDN BHD |  |  | 0 | 0 | 0 | 0 |  |  |  |  | 2002-05-14 | KPJ Ipoh Specialist Hospital | 2 | [12 empty] | 2025-12-01 | 2026-06-01 | bar: JUN; DEC
306 | H07B100306 | 11490 | BEMS | B | - | ACT | C | H07 | BEMS | ELECTROSURGICAL UNITS | ELECTROSURGICAL UNITS | BA | OT | L01 | ISH/BE/00488 | 0 |  | 0 | HOSPITAL | 45000 | 0 | 0 | 0 | 0 | 0 | 0 | 0 | 0 | 0 | 0 |  | 1900-01-01 | 17 | [8 empty] | OT |  |  |  | 0 | 0 | [12 empty] | admin | 2024-12-12 14:25 |  | CONMED | SYSTEM 5000 | 07GGPO59 | OPERATION THEATRE |  |  | 1 | B | 1 |  | SUP100018 | IDS MEDICAL SYSTEM (M) SDN BHD |  | GERMANY |  | AUTOMEDIC TRADING |  |  | 0 | 0 | 0 | 0 |  |  |  |  | 2007-12-14 | KPJ Ipoh Specialist Hospital | 2 | [12 empty] | 2025-11-01 | 2026-05-01 | bar: MAY; NOV
307 | H07B100307 | 11490 | BEMS | B | - | ACT | C | H07 | BEMS | ELECTROSURGICAL UNITS | ELECTROSURGICAL UNITS | BA | OT | L01 | ISH/BE/00489 | 0 |  | 0 | HOSPITAL | 45000 | 0 | 0 | 0 | 0 | 0 | 0 | 0 | 0 | 0 | 0 |  | 1900-01-01 | 16 | [8 empty] | OT |  |  |  | 0 | 0 | [12 empty] | admin | 2024-12-12 14:25 |  | ARTHROCARE | COBLATOR 11 | C8416 | OPERATION THEATRE |  |  | 1 | B | 1 |  | HUMEDICAL (M) SDN BHD | HUMEDICAL (M) SDN BHD |  | USA |  | HUMEDICAL (M) SDN BHD |  |  | 0 | 0 | 0 | 0 |  |  |  |  | 2008-07-21 | KPJ Ipoh Specialist Hospital | 1 | [12 empty] | 2025-04-01 | 2026-04-01 | bar: APR
308 | H07B100308 | 11490 | BEMS | B | - | ACT | C | H07 | BEMS | ELECTROSURGICAL UNITS | ELECTROSURGICAL UNITS | BA | OT | L01 | ISH/BE/00490 | 0 |  | 0 | HOSPITAL | 45000 | 0 | 0 | 0 | 0 | 0 | 0 | 0 | 0 | 0 | 0 |  | 1900-01-01 | 16 | [8 empty] | OT |  |  |  | 0 | 0 | [12 empty] | admin | 2024-12-12 14:25 |  | VALLEYLAB | FORCE FX-8C | F8F61566A | OPERATION THEATRE |  |  | 1 | B | 1 |  | TYCO HEALTHCARE MEDICAL SUPPLIES SDN BHD | TYCO HEALTHCARE MEDICAL SUPPLIES SDN BHD |  | USA |  | MEDTRONIC MALAYSIA SDN BHD |  |  | 0 | 0 | 0 | 0 |  |  |  |  | 2008-10-10 | KPJ Ipoh Specialist Hospital | 2 | [12 empty] | 2025-12-01 | 2026-06-01 | bar: JUN; DEC
309 | H07B100309 | 11490 | BEMS | B | - | ACT | C | H07 | BEMS | ELECTROSURGICAL UNITS | ELECTROSURGICAL UNITS | BA | OT | L01 | ISH/BE/00684 | 0 |  | 0 | HOSPITAL | 80260 | 0 | 0 | 0 | 0 | 0 | 0 | 0 | 0 | 0 | 0 | 2010-04-01 | 1900-01-01 | 15 | [8 empty] | OT |  |  |  | 0 | 0 | [12 empty] | admin | 2024-12-12 14:25 |  | GYRUS ACMI | 744000 | 822656 | OPERATION THEATRE |  |  | 1 | B | 1 |  | MALEX MEDICAL ASIA (M) SDN BHD | MALEX MEDICAL ASIA (M) SDN BHD |  | GERMANY |  | OLYMPUS (M) SDN BHD |  |  | 0 | 0 | 0 | 0 |  |  |  |  | 2009-04-27 | KPJ Ipoh Specialist Hospital | 1 | [12 empty] | 2025-11-01 | 2026-11-01 | bar: NOV
310 | H07B100310 | 11490 | BEMS | B | - | CDM | C | H07 | BEMS | ELECTROSURGICAL UNITS | ELECTROSURGICAL UNITS | BA | OT | L01 | ISH/BE/00996 | 0 |  | 0 | HOSPITAL | 42000 | 0 | 0 | 0 | 0 | 0 | 0 | 0 | 0 | 0 | 0 | 2012-06-01 | 1900-01-01 | 13 | [8 empty] | OT |  |  |  | 0 | 0 | [12 empty] | admin | 2024-12-12 14:25 |  | VALLEYLAB | FORCE FX-8C | FIC67505 | OPERATION THEATRE |  |  | 1 | B | 1 |  | TYCO HEALTHCARE MEDICAL SUPPLIES SDN BHD | TYCO HEALTHCARE MEDICAL SUPPLIES SDN BHD |  | USA |  | MEDTRONIC MALAYSIA SDN BHD |  |  | 0 | 0 | 0 | 0 |  |  |  |  | 2011-06-24 | KPJ Ipoh Specialist Hospital
311 | H07B100311 | 11490 | BEMS | B | - | ACT | C | H07 | BEMS | ELECTROSURGICAL UNITS | ELECTROSURGICAL UNITS | BA | OT | L01 | ISH/BE/01118 | 0 |  | 0 | HOSPITAL | 66502.25 | 0 | 0 | 0 | 0 | 0 | 0 | 0 | 0 | 0 | 0 | 2015-09-01 | 1900-01-01 | 11 | [8 empty] | OT |  |  |  | 0 | 0 | [12 empty] | admin | 2024-12-12 14:25 |  | KARL STORZ | AUTOCON II 400 | VW04969 | OPERATION THEATRE |  |  | 1 | B | 1 |  | SUP100049 | UMMI SURGICAL SDN BHD | STOR 106898 | GERMANY |  | UMMI SURGICAL SDN BHD |  |  | 0 | 0 | 0 | 0 |  |  |  |  | 2013-09-17 | KPJ Ipoh Specialist Hospital | 2 | [12 empty] | 2025-09-01 | 2026-03-01 | bar: MAR; SEP
312 | H07B100312 | 11490 | BEMS | B | - | ACT | C | H07 | BEMS | ELECTROSURGICAL UNITS | ELECTROSURGICAL UNITS | BA | OT | L01 | ISH/BE/01216 | 0 |  | 0 | HOSPITAL | 39000 | 0 | 0 | 0 | 0 | 0 | 0 | 0 | 0 | 0 | 0 | 2017-01-01 | 1900-01-01 | 9 | [8 empty] | OT |  |  |  | 0 | 0 | [12 empty] | admin | 2024-12-12 14:25 |  | COVIDIEN LLC | TFORCEFX8CS | S4J15034AX | OPERATION THEATRE |  |  | 1 | B | 1 |  | COVIDEN SENDIRIAN BERHAD | COVIDEN SENDIRIAN BERHAD | STOR 119356(FA) | USA |  | MEDTRONIC MALAYSIA SDN BHD |  |  | 0 | 0 | 0 | 0 |  |  |  |  | 2015-01-21 | KPJ Ipoh Specialist Hospital | 2 | [12 empty] | 2025-12-01 | 2026-06-01 | bar: JUN; DEC
313 | H07B100313 | 11490 | BEMS | B | - | ACT | C | H07 | BEMS | ELECTROSURGICAL UNITS | ELECTROSURGICAL UNITS | BA | OT | L01 | ISH/BE/01275 | 0 |  | 0 | HOSPITAL | 65000 | 0 | 0 | 0 | 0 | 0 | 0 | 0 | 0 | 0 | 0 | 2016-06-01 | 1900-01-01 | 9 | [8 empty] | OT |  |  |  | 0 | 0 | [12 empty] | admin | 2024-12-12 14:25 |  | ERBE | VIO300D | 1137 3478 | OPERATION THEATRE |  |  | 1 | B | 1 |  | AVRO MEDICAL SDN.BHD | AVRO MEDICAL SDN.BHD | STOR 122236(FA) | GERMANY |  | MEDI-LIFE (M) SDN BHD |  |  | 0 | 0 | 0 | 0 |  |  |  |  | 2015-06-23 | KPJ Ipoh Specialist Hospital | 2 | [12 empty] | 2025-09-01 | 2026-03-01 | bar: MAR; SEP
314 | H07B100314 | 11490 | BEMS | B | - | ACT | C | H07 | BEMS | ELECTROSURGICAL UNITS | ELECTROSURGICAL UNITS | BA | OT | L01 | ISH/BE/01516 | 0 |  | 0 | HOSPITAL | 29500 | 0 | 0 | 0 | 0 | 0 | 0 | 0 | 0 | 0 | 0 | 2018-04-01 | 1900-01-01 | 7 | [8 empty] | OT |  |  |  | 0 | 0 | [12 empty] | admin | 2024-12-12 14:25 |  | ELLMANN | EMC220UKA | 9130008618 | OPERATION THEATRE |  |  | 1 | B | 1 |  | MED IMAG ENTERPRISE | MED IMAG ENTERPRISE | STOR 143047 | JAPAN |  | MED IMAG ENTERPRISE |  |  | 0 | 0 | 0 | 0 |  |  |  |  | 2017-04-27 | KPJ Ipoh Specialist Hospital | 2 | [12 empty] | 2025-07-01 | 2026-01-01 | bar: JAN; JUL
315 | H07B100315 | 11490 | BEMS | B | - | ACT | C | H07 | BEMS | ELECTROSURGICAL UNITS | ELECTROSURGICAL UNITS | BA | OT | L01 | ISH/BE/01589 | 0 |  | 0 | HOSPITAL | 40000 | 0 | 0 | 0 | 0 | 0 | 0 | 0 | 0 | 0 | 0 | 2021-03-01 | 1900-01-01 | 5 | [8 empty] | OT |  |  |  | 0 | 0 | [12 empty] | admin | 2024-12-12 14:25 |  | OLYMPUS | ESG 400 | WB91051WB004722 | OPERATION THEATRE |  |  | 1 | B | 1 |  | OLYMPUS (M) SDN BHD | OLYMPUS (M) SDN BHD | STOR 169056 | JAPAN |  | OLYMPUS (M) SDN BHD |  |  | 0 | 0 | 0 | 0 |  |  |  |  | 2019-03-21 | KPJ Ipoh Specialist Hospital | 1 | [12 empty] | 2025-02-01 | 2026-02-01 | bar: FEB
316 | H07B100316 | 11490 | BEMS | B | - | ACT | C | H07 | BEMS | ELECTROSURGICAL UNITS | ELECTROSURGICAL UNITS | BA | OT | L01 | ISH/BE/01590 | 0 |  | 0 | HOSPITAL | 84000 | 0 | 0 | 0 | 0 | 0 | 0 | 0 | 0 | 0 | 0 | 2021-04-01 | 1900-01-01 | 5 | [8 empty] | OT |  |  |  | 0 | 0 | [12 empty] | admin | 2024-12-12 14:25 |  | SUTTER | CURIS | BM17000604181550 | OPERATION THEATRE |  |  | 1 | B | 1 |  | EASMED SDN BHD | EASMED SDN BHD | STOR 166058 | GERMANY |  | EASMED SDN BHD |  |  | 0 | 0 | 0 | 0 |  |  |  |  | 2019-04-04 | KPJ Ipoh Specialist Hospital | 2 | [12 empty] | 2025-12-01 | 2026-06-01 | bar: JUN; DEC
317 | H07B100317 | 11490 | BEMS | B | - | ACT | C | H07 | BEMS | ELECTROSURGICAL UNITS | ELECTROSURGICAL UNITS | BA | OT | L01 | ISH/BE/01608 | 0 |  | 0 | HOSPITAL | 115620 | 0 | 0 | 0 | 0 | 0 | 0 | 0 | 0 | 0 | 0 | 2022-01-01 | 1900-01-01 | 4 | [8 empty] | OT |  |  |  | 0 | 0 | [12 empty] | admin | 2024-12-12 14:25 |  | OLYMPUS | SPL-SR | CG1318 | OPERATION THEATRE |  |  | 1 | B | 1 |  | OLYMPUS (M) SDN BHD | OLYMPUS (M) SDN BHD | STOR 178982 | GERMANY |  | OLYMPUS (M) SDN BHD |  |  | 0 | 0 | 0 | 0 |  |  |  |  | 2020-02-06 | KPJ Ipoh Specialist Hospital | 1 | [12 empty] | 2025-02-01 | 2026-02-01 | bar: FEB
318 | H07B100318 | 11490 | BEMS | B | - | ACT | C | H07 | BEMS | ELECTROSURGICAL UNITS | ELECTROSURGICAL UNITS | BA | OT | L01 | ISH/BE/00687 | 0 |  | 0 | HOSPITAL | 35000 | 0 | 0 | 0 | 0 | 0 | 0 | 0 | 0 | 0 | 0 | 2010-06-01 | 1900-01-01 | 15 | [8 empty] | OT |  |  |  | 0 | 0 | [12 empty] | admin | 2024-12-12 14:25 |  | VALLEYLAB | FORCE FX-8C | F8L62836A | OPERATION THEATRE |  |  | 1 | B | 1 |  | TYCO HEALTHCARE MEDICAL SUPPLIES SDN BHD | TYCO HEALTHCARE MEDICAL SUPPLIES SDN BHD |  | USA |  | MEDTRONIC MALAYSIA SDN BHD |  |  | 0 | 0 | 0 | 0 |  |  |  |  | 2009-02-06 | KPJ Ipoh Specialist Hospital | 2 | [12 empty] | 2025-12-01 | 2026-06-01 | bar: JUN; DEC
319 | H07B100319 | 12340 | BEMS | B | - | ACT | C | H07 | BEMS | LIGHT SOURCE | LIGHT SOURCE | BA | OT | L01 | ISH/BE/00501 | 0 |  | 0 | HOSPITAL | 0 | 0 | 0 | 0 | 0 | 0 | 0 | 0 | 0 | 0 | 0 |  | 1900-01-01 | 19 | [8 empty] | OT |  |  |  | 0 | 0 | [12 empty] | admin | 2024-12-12 14:25 |  | LUXTEX | LX 300 | 034405 | OPERATION THEATRE |  |  | 1 | B | 1 |  | HUMEDICAL (M) SDN BHD | HUMEDICAL (M) SDN BHD |  | USA |  | SCHMIDT BIOMEDTECH SDN BHD |  |  | 0 | 0 | 0 | 0 |  |  |  |  | 2005-09-22 | KPJ Ipoh Specialist Hospital | 1 | [12 empty] | 2025-06-01 | 2026-06-01 | bar: JUN
320 | H07B100320 | 12340 | BEMS | B | - | ACT | C | H07 | BEMS | LIGHT SOURCE | LIGHT SOURCE | BA | OT | L01 | ISH/BE/00901 | 0 |  | 0 | HOSPITAL | 39000 | 0 | 0 | 0 | 0 | 0 | 0 | 0 | 0 | 0 | 0 | 2011-10-01 | 1900-01-01 | 14 | [8 empty] | OT |  |  |  | 0 | 0 | [12 empty] | admin | 2024-12-12 14:25 |  | LUXTEX | MLX 300 | 54510 | OPERATION THEATRE |  |  | 1 | B | 1 |  | HUMEDICAL (M) SDN BHD | HUMEDICAL (M) SDN BHD |  | USA |  | SCHMIDT BIOMEDTECH SDN BHD |  |  | 0 | 0 | 0 | 0 |  |  |  |  | 2010-10-15 | KPJ Ipoh Specialist Hospital | 1 | [12 empty] | 2025-06-01 | 2026-06-01 | bar: JUN
321 | H07B100321 | 12340 | BEMS | B | - | ACT | C | H07 | BEMS | LIGHT SOURCE | LIGHT SOURCE | BA | OT | L01 | ISH/BE/01573 | 0 |  | 0 | HOSPITAL | 35100 | 0 | 0 | 0 | 0 | 0 | 0 | 0 | 0 | 0 | 0 | 2019-07-01 | 1900-01-01 | 6 | [8 empty] | OT |  |  |  | 0 | 0 | [12 empty] | admin | 2024-12-12 14:25 |  | SUNOPTICS | LED 4000 | 16112051 | OPERATION THEATRE |  |  | 1 | B | 1 |  | HUMEDICAL (M) SDN BHD | HUMEDICAL (M) SDN BHD |  | USA |  | HUMEDICAL (M) SDN BHD |  |  | 0 | 0 | 0 | 0 |  |  |  |  | 2018-07-06 | KPJ Ipoh Specialist Hospital | 1 | [12 empty] | 2025-04-01 | 2026-04-01 | bar: APR
322 | H07B100322 | 12282 | BEMS | B | - | ACT | C | H07 | BEMS | OPERATING LIGHT | OPERATING LIGHT | BA | OT | L01 | ISH/BE/01149 | 0 |  | 0 | HOSPITAL | 0 | 0 | 0 | 0 | 0 | 0 | 0 | 0 | 0 | 0 | 0 | 2016-01-01 | 1900-01-01 | 10 | [8 empty] | OT |  |  |  | 0 | 0 | [12 empty] | admin | 2024-12-12 14:25 |  | TRUMPF MEDIZIN | TRULIGHT 5510/5300 | 102026616 | OPERATION THEATRE |  |  | 1 | B | 1 |  | MAYCARE SDN BHD | MAYCARE SDN BHD | STOR104809 (FA) | GERMANY |  | PRINCIP ENGINEERING |  |  | 0 | 0 | 0 | 0 |  |  |  |  | 2014-01-16 | KPJ Ipoh Specialist Hospital | 1 | [12 empty] | 2025-12-01 | 2026-12-01 | bar: DEC
323 | H07B100323 | 12282 | BEMS | B | - | ACT | C | H07 | BEMS | OPERATING LIGHT | OPERATING LIGHT | BA | OT | L01 | ISH/BE/01146 | 0 |  | 0 | HOSPITAL | 0 | 0 | 0 | 0 | 0 | 0 | 0 | 0 | 0 | 0 | 0 | 2016-01-01 | 1900-01-01 | 10 | [8 empty] | OT |  |  |  | 0 | 0 | [12 empty] | admin | 2024-12-12 14:25 |  | TRUMPF MEDIZIN | TRULIGHT 5510/5300 | 102023662 | OPERATION THEATRE |  |  | 1 | B | 1 |  | MAYCARE SDN BHD | MAYCARE SDN BHD | STOR104809 (FA) | GERMANY |  | PRINCIP ENGINEERING |  |  | 0 | 0 | 0 | 0 |  |  |  |  | 2014-01-16 | KPJ Ipoh Specialist Hospital | 1 | [12 empty] | 2025-12-01 | 2026-12-01 | bar: DEC
324 | H07B100324 | 12282 | BEMS | B | - | ACT | C | H07 | BEMS | OPERATING LIGHT | OPERATING LIGHT | BA | OT | L01 | ISH/BE/01142 | 0 |  | 0 | HOSPITAL | 0 | 0 | 0 | 0 | 0 | 0 | 0 | 0 | 0 | 0 | 0 | 2016-01-01 | 1900-01-01 | 10 | [8 empty] | OT |  |  |  | 0 | 0 | [12 empty] | admin | 2024-12-12 14:25 |  | TRUMPF MEDIZIN | TRULIGHT 5510/5300 | 102019818 | OPERATION THEATRE |  |  | 1 | B | 1 |  | MAYCARE SDN BHD | MAYCARE SDN BHD | STOR104809 (FA) | GERMANY |  | PRINCIP ENGINEERING |  |  | 0 | 0 | 0 | 0 |  |  |  |  | 2014-01-16 | KPJ Ipoh Specialist Hospital | 1 | [12 empty] | 2025-12-01 | 2026-12-01 | bar: DEC
325 | H07B100325 | 12282 | BEMS | B | - | ACT | C | H07 | BEMS | OPERATING LIGHT | OPERATING LIGHT | BA | OT | L01 | ISH/BE/01152 | 0 |  | 0 | HOSPITAL | 0 | 0 | 0 | 0 | 0 | 0 | 0 | 0 | 0 | 0 | 0 | 2016-01-01 | 1900-01-01 | 10 | [8 empty] | OT |  |  |  | 0 | 0 | [12 empty] | admin | 2024-12-12 14:25 |  | TRUMPF MEDIZIN | TRULIGHT 5510/5300 | 102023661 | OPERATION THEATRE |  |  | 1 | B | 1 |  | MAYCARE SDN BHD | MAYCARE SDN BHD | STOR104809 (FA) | GERMANY |  | PRINCIP ENGINEERING |  |  | 0 | 0 | 0 | 0 |  |  |  |  | 2014-01-16 | KPJ Ipoh Specialist Hospital | 1 | [12 empty] | 2025-12-01 | 2026-12-01 | bar: DEC
326 | H07B100326 | 12282 | BEMS | B | - | ACT | C | H07 | BEMS | OPERATING LIGHT | OPERATING LIGHT | BA | OT | L01 | ISH/BE/01221 | 0 |  | 0 | HOSPITAL | 156400 | 0 | 0 | 0 | 0 | 0 | 0 | 0 | 0 | 0 | 0 | 2017-03-01 | 1900-01-01 | 9 | [8 empty] | OT |  |  |  | 0 | 0 | [12 empty] | admin | 2024-12-12 14:25 |  | TRUMPF MEDIZIN | ILED5 & iLED3 VP2000 | 102030130 & 102027258 | OPERATION THEATRE |  |  | 1 | B | 1 |  | MALAYSIA HEALTHCARE SDN BHD | MALAYSIA HEALTHCARE SDN BHD | STOR 104809 (FA) | GERMANY |  | PRINCIP ENGINEERING |  |  | 0 | 0 | 0 | 0 |  |  |  |  | 2015-03-04 | KPJ Ipoh Specialist Hospital | 1 | [12 empty] | 2025-12-01 | 2026-12-01 | bar: DEC
327 | H07B100327 | 12282 | BEMS | B | - | ACT | C | H07 | BEMS | OPERATING LIGHT | OPERATING LIGHT | BA | OT | L01 | ISH/BE/01225 | 0 |  | 0 | HOSPITAL | 156400 | 0 | 0 | 0 | 0 | 0 | 0 | 0 | 0 | 0 | 0 | 2017-03-01 | 1900-01-01 | 9 | [8 empty] | OT |  |  |  | 0 | 0 | [12 empty] | admin | 2024-12-12 14:25 |  | TRUMPF MEDIZIN | ILED5 & iLED3 VP2000 | 102027266 & 102030128 | OPERATION THEATRE |  |  | 1 | B | 1 |  | MALAYSIA HEALTHCARE SDN BHD | MALAYSIA HEALTHCARE SDN BHD | STOR 104809 (FA) | GERMANY |  | PRINCIP ENGINEERING |  |  | 0 | 0 | 0 | 0 |  |  |  |  | 2015-03-04 | KPJ Ipoh Specialist Hospital | 1 | [12 empty] | 2025-12-01 | 2026-12-01 | bar: DEC
328 | H07B100328 | - | BEMS | B | - | ACT | C | H07 | BEMS | AUTOCLAVE | AUTOCLAVE | BA | OT CSSD | L01 | ISH/BE/00503 | 0 |  | 0 | HOSPITAL | 300000 | 0 | 0 | 0 | 0 | 0 | 0 | 0 | 0 | 0 | 0 |  | 1900-01-01 | 25 | [8 empty] | OT CSSD |  |  |  | 0 | 0 | [12 empty] | admin | 2024-12-12 14:25 |  | STERRAD | 100S | 10100963219 |  |  |  | 1 | B | 1 |  | JOHNSON&JOHNSON (M) SDN BHD | JOHNSON&JOHNSON (M) SDN BHD |  | USA |  | RAPHA MEDICAL SDN BHD |  |  | 0 | 0 | 0 | 0 |  |  |  |  | 1999-01-01 | KPJ Ipoh Specialist Hospital | 2 | [12 empty] | 2025-12-01 | 2026-06-01 | bar: JUN; DEC
329 | H07B100329 | 10208 | BEMS | B | - | ACT | C | H07 | BEMS | ASPIRATORS | ASPIRATORS | BA | OT | L01 | ISH/BE/00953 | 0 |  | 0 | HOSPITAL | 13650 | 0 | 0 | 0 | 0 | 0 | 0 | 0 | 0 | 0 | 0 | 2012-03-01 | 1900-01-01 | 13 | [8 empty] | OT |  |  |  | 0 | 0 | [12 empty] | admin | 2024-12-12 14:25 |  | ESCHMANN | VP 45 | 1037 | OPERATION THEATRE |  |  | 1 | B | 1 |  | ANTAH SRI RADIN SDN BHD | ANTAH SRI RADIN SDN BHD |  | UK |  | PRINCIP ENGINEERING |  |  | 0 | 0 | 0 | 0 |  |  |  |  | 2011-03-16 | KPJ Ipoh Specialist Hospital | 1 | [12 empty] | 2025-02-01 | 2026-02-01 | bar: FEB
330 | H07B100330 | 12539 | BEMS | B | - | ACT | C | H07 | BEMS | MICROSCOPE | MICROSCOPE | BA | OT | L01 | ISH/BE/00512 | 0 |  | 0 | HOSPITAL | 200000 | 0 | 0 | 0 | 0 | 0 | 0 | 0 | 0 | 0 | 0 |  | 1900-01-01 | 20 | [8 empty] | OT |  |  |  | 0 | 0 | [12 empty] | admin | 2024-12-12 14:25 |  | CARL ZEISS | OPMI VARIO | 427797 | OPERATION THEATRE |  |  | 1 | B | 1 |  | SUP100007 | CARL ZEISS SDN BHD |  | GERMANY |  | BEMS ISH |  |  | 0 | 0 | 0 | 0 |  |  |  |  | 2004-12-22 | KPJ Ipoh Specialist Hospital | 1 | [12 empty] | 2025-08-01 | 2026-08-01 | bar: AUG
331 | H07B100331 | 12539 | BEMS | B | - | ACT | C | H07 | BEMS | MICROSCOPE | MICROSCOPE | BA | OT | L01 | ISH/BE/00513 | 0 |  | 0 | HOSPITAL | 120000 | 0 | 0 | 0 | 0 | 0 | 0 | 0 | 0 | 0 | 0 |  | 1900-01-01 | 16 | [8 empty] | OT |  |  |  | 0 | 0 | [12 empty] | admin | 2024-12-12 14:25 |  | KAPS | SOM 62 | 17627 | OPERATION THEATRE |  |  | 1 | B | 1 |  | WELCH ALLYN (M) SDN BHD | WELCH ALLYN (M) SDN BHD |  | GERMANY |  | BIOPRO SERVICES |  |  | 0 | 0 | 0 | 0 |  |  |  |  | 2008-07-24 | KPJ Ipoh Specialist Hospital | 1 | [12 empty] | 2025-04-01 | 2026-04-01 | bar: APR
332 | H07B100332 | 12537 | BEMS | B | - | ACT | C | H07 | BEMS | MICROSCOPE | MICROSCOPE | BA | OT | L01 | ISH/BE/01081 | 0 |  | 0 | HOSPITAL | 249900 | 0 | 0 | 0 | 0 | 0 | 0 | 0 | 0 | 0 | 0 | 2014-03-01 | 1900-01-01 | 11 | [8 empty] | OT |  |  |  | 0 | 0 | [12 empty] | admin | 2024-12-12 14:25 |  | CARL ZEISS | OPMI LUMERA | 6215121220 | OPERATION THEATRE |  |  | 1 | B | 1 |  | SUP100007 | CARL ZEISS SDN BHD | STOR 101773 | GERMANY |  | CARL ZEISS SDN BHD |  |  | 0 | 0 | 0 | 0 |  |  |  |  | 2013-08-03 | KPJ Ipoh Specialist Hospital | 2 | [12 empty] | 2025-08-01 | 2026-02-01 | bar: FEB; AUG
333 | H07B100333 | 12539 | BEMS | B | - | ACT | C | H07 | BEMS | MICROSCOPE | MICROSCOPE | BA | OT | L01 | ISH/BE/01570 | 0 |  | 0 | HOSPITAL | 900000 | 0 | 0 | 0 | 0 | 0 | 0 | 0 | 0 | 0 | 0 | 2020-05-01 | 1900-01-01 | 6 | [8 empty] | OT |  |  |  | 0 | 0 | [12 empty] | admin | 2024-12-12 14:25 |  | CARL ZEISS | OPMI PENTERO | 6637120711 | OPERATION THEATRE |  |  | 1 | B | 1 |  | SUP100007 | CARL ZEISS SDN BHD | STOR 156585 | GERMANY |  | CARL ZEISS SDN BHD |  |  | 0 | 0 | 0 | 0 |  |  |  |  | 2018-05-28 | KPJ Ipoh Specialist Hospital | 2 | [12 empty] | 2025-08-01 | 2026-02-01 | bar: FEB; AUG
334 | H07B100334 | 16228 | BEMS | B | - | ACT | C | H07 | BEMS | LITHOCLAST | LITHOCLAST | BA | OT | L01 | ISH/BE/00525 | 0 |  | 0 | HOSPITAL | 100000 | 0 | 0 | 0 | 0 | 0 | 0 | 0 | 0 | 0 | 0 |  | 1900-01-01 | 19 | [8 empty] | OT |  |  |  | 0 | 0 | [12 empty] | admin | 2024-12-12 14:25 |  | SWISS | EMS 1347 | 331472 | OPERATION THEATRE |  |  | 1 | B | 1 |  | BH ENTERPRISE SDN BHD | BH ENTERPRISE SDN BHD |  | USA |  | BH ENTERPRISE SDN BHD |  |  | 0 | 0 | 0 | 0 |  |  |  |  | 1905-06-17 | KPJ Ipoh Specialist Hospital | 1 | [12 empty] | 2025-04-01 | 2026-04-01 | bar: APR
335 | H07B100335 | 10208 | BEMS | B | - | ACT | C | H07 | BEMS | VACUMAT | VACUMAT | BA | OT | L01 | ISH/BE/00526 | 0 |  | 0 | HOSPITAL | 0 | 0 | 0 | 0 | 0 | 0 | 0 | 0 | 0 | 0 | 0 |  | 1900-01-01 | 19 | [8 empty] | OT |  |  |  | 0 | 0 | [12 empty] | admin | 2024-12-12 14:25 |  | SWISS | 100 | O1366 | OPERATION THEATRE |  |  | 1 | B | 1 |  | BH ENTERPRISE SDN BHD | BH ENTERPRISE SDN BHD |  | USA |  | BH ENTERPRISE SDN BHD |  |  | 0 | 0 | 0 | 0 |  |  |  |  | 1905-06-17 | KPJ Ipoh Specialist Hospital | 1 | [12 empty] | 2025-04-01 | 2026-04-01 | bar: APR
336 | H07B100336 | 10972 | BEMS | B | - | ACT | C | H07 | BEMS | AIR COMPRESSOR | AIR COMPRESSOR | BA | OT | L01 | ISH/BE/00527 | 0 |  | 0 | HOSPITAL | 0 | 0 | 0 | 0 | 0 | 0 | 0 | 0 | 0 | 0 | 0 |  | 1900-01-01 | 19 | [8 empty] | OT |  |  |  | 0 | 0 | [12 empty] | admin | 2024-12-12 14:25 |  | JUN AIR | 6-J-EMS | 342075 | OPERATION THEATRE |  |  | 1 | B | 1 |  | BH ENTERPRISE SDN BHD | BH ENTERPRISE SDN BHD |  | USA |  | BH ENTERPRISE SDN BHD |  |  | 0 | 0 | 0 | 0 |  |  |  |  | 1905-06-17 | KPJ Ipoh Specialist Hospital | 1 | [12 empty] | 2025-04-01 | 2026-04-01 | bar: APR
337 | H07B100337 | 15966 | BEMS | B | - | CDM | C | H07 | BEMS | LCD MONITOR | LCD MONITOR | BA | OT | L01 | ISH/BE/00533 | 0 |  | 0 | HOSPITAL | 19000 | 0 | 0 | 0 | 0 | 0 | 0 | 0 | 0 | 0 | 0 |  | 1900-01-01 | 17 | [8 empty] | OT |  |  |  | 0 | 0 | [12 empty] | admin | 2024-12-12 14:25 |  | OLYMPUS | OEV-191 | 7721028 | OPERATION THEATRE |  |  | 1 | B | 1 |  | ENDODYNAMICS (M) SDN.BHD | ENDODYNAMICS (M) SDN.BHD |  | JAPAN |  | OLYMPUS (M) SDN BHD |  |  | 0 | 0 | 0 | 0 |  |  |  |  | 2007-04-12 | KPJ Ipoh Specialist Hospital
338 | H07B100338 | 12144 | BEMS | B | - | ACT | C | H07 | BEMS | HIGH FLOW INSUFFLATION UNIT | HIGH FLOW INSUFFLATION UNIT | BA | OT | L01 | ISH/BE/00535 | 0 |  | 0 | HOSPITAL | 30000 | 0 | 0 | 0 | 0 | 0 | 0 | 0 | 0 | 0 | 0 |  | 1900-01-01 | 16 | [8 empty] | OT |  |  |  | 0 | 0 | [12 empty] | admin | 2024-12-12 14:25 |  | OLYMPUS | UHI-3 | 7808574 | OPERATION THEATRE |  |  | 1 | B | 1 |  | ENDODYNAMICS (M) SDN.BHD | ENDODYNAMICS (M) SDN.BHD |  | JAPAN |  | OLYMPUS (M) SDN BHD |  |  | 0 | 0 | 0 | 0 |  |  |  |  | 2008-03-18 | KPJ Ipoh Specialist Hospital | 1 | [12 empty] | 2025-11-01 | 2026-11-01 | bar: NOV
339 | H07B100339 | 15966 | BEMS | B | - | CDM | C | H07 | BEMS | LCD MONITOR | LCD MONITOR | BA | OT | L01 | ISH/BE/00830 | 0 |  | 0 | HOSPITAL | 200000 | 0 | 0 | 0 | 0 | 0 | 0 | 0 | 0 | 0 | 0 | 2012-07-01 | 1900-01-01 | 14 | [8 empty] | OT |  |  |  | 0 | 0 | [12 empty] | admin | 2024-12-12 14:25 |  | KARL STORZ | SC-WU24-A1511 | 10-155327 | OPERATION THEATRE |  |  | 1 | B | 1 |  | SUP100049 | UMMI SURGICAL SDN BHD |  | GERMANY |  | UMMI SURGICAL SDN BHD |  |  | 0 | 0 | 0 | 0 |  |  |  |  | 2010-08-07 | KPJ Ipoh Specialist Hospital
340 | H07B100340 | 12340 | BEMS | B | - | CDM | C | H07 | BEMS | LIGHT SOURCE | LIGHT SOURCE | BA | OT | L01 | ISH/BE/00831 | 0 |  | 0 | HOSPITAL | 0 | 0 | 0 | 0 | 0 | 0 | 0 | 0 | 0 | 0 | 0 | 2012-07-01 | 1900-01-01 | 14 | [8 empty] | OT |  |  |  | 0 | 0 | [12 empty] | admin | 2024-12-12 14:25 |  | KARL STORZ | 20134020 | TZ06623333 | OPERATION THEATRE |  |  | 1 | B | 1 |  | SUP100049 | UMMI SURGICAL SDN BHD |  | GERMANY |  | UMMI SURGICAL SDN BHD |  |  | 0 | 0 | 0 | 0 |  |  |  |  | 2010-08-07 | KPJ Ipoh Specialist Hospital
341 | H07B100341 | - | BEMS | B | - | CDM | C | H07 | BEMS | CCU CAMERA HEAD | CCU CAMERA HEAD | BA | OT | L01 | ISH/BE/00832 | 0 |  | 0 | HOSPITAL | 0 | 0 | 0 | 0 | 0 | 0 | 0 | 0 | 0 | 0 | 0 | 2012-07-01 | 1900-01-01 | 14 | [8 empty] | OT |  |  |  | 0 | 0 | [12 empty] | admin | 2024-12-12 14:25 |  | KARL STORZ | 22201020 | TZ673563-P | OPERATION THEATRE |  |  | 1 | B | 1 |  | SUP100049 | UMMI SURGICAL SDN BHD |  | GERMANY |  | UMMI SURGICAL SDN BHD |  |  | 0 | 0 | 0 | 0 |  |  |  |  | 2010-08-07 | KPJ Ipoh Specialist Hospital
342 | H07B100342 | 12144 | BEMS | B | - | CDM | C | H07 | BEMS | CO2 INSUFFLATOR | CO2 INSUFFLATOR | BA | OT | L01 | ISH/BE/00833 | 0 |  | 0 | HOSPITAL | 0 | 0 | 0 | 0 | 0 | 0 | 0 | 0 | 0 | 0 | 0 | 2012-07-01 | 1900-01-01 | 14 | [8 empty] | OT |  |  |  | 0 | 0 | [12 empty] | admin | 2024-12-12 14:25 |  | KARL STORZ | 26430520 | SZ21778-B | OPERATION THEATRE |  |  | 1 | B | 1 |  | SUP100049 | UMMI SURGICAL SDN BHD |  | GERMANY |  | UMMI SURGICAL SDN BHD |  |  | 0 | 0 | 0 | 0 |  |  |  |  | 2010-08-07 | KPJ Ipoh Specialist Hospital
343 | H07B100343 | 16228 | BEMS | B | - | ACT | C | H07 | BEMS | LITHOCLAST | LITHOCLAST | BA | OT | L01 | ISH/BE/01033 | 0 |  | 0 | HOSPITAL | 249600 | 0 | 0 | 0 | 0 | 0 | 0 | 0 | 0 | 0 | 0 | 2013-01-01 | 1900-01-01 | 12 | [8 empty] | OT |  |  |  | 0 | 0 | [12 empty] | admin | 2024-12-12 14:25 |  | EMS | SWISS LITHOCLAST MASTER | BC01764 | OPERATION THEATRE |  |  | 1 | B | 1 |  | BH ENTERPRISE SDN BHD | BH ENTERPRISE SDN BHD |  | SWITZERLAND |  | BH ENTERPRISE SDN BHD |  |  | 0 | 0 | 0 | 0 |  |  |  |  | 2012-01-16 | KPJ Ipoh Specialist Hospital | 1 | [12 empty] | 2025-04-01 | 2026-04-01 | bar: APR
344 | H07B100344 | 18037 | BEMS | B | - | ACT | C | H07 | BEMS | VIDEO PROCESSOR | VIDEO PROCESSOR | BA | OT | L01 | ISH/BE/01035 | 0 |  | 0 | HOSPITAL | 304630 | 0 | 0 | 0 | 0 | 0 | 0 | 0 | 0 | 0 | 0 | 2013-01-01 | 1900-01-01 | 12 | [8 empty] | OT |  |  |  | 0 | 0 | [12 empty] | admin | 2024-12-12 14:25 |  | OLYMPUS | CV-180 | 7103912 | OPERATION THEATRE |  |  | 1 | B | 1 |  | ENDODYNAMICS (M) SDN.BHD | ENDODYNAMICS (M) SDN.BHD |  | JAPAN |  | OLYMPUS (M) SDN BHD |  |  | 0 | 0 | 0 | 0 |  |  |  |  | 2012-01-16 | KPJ Ipoh Specialist Hospital | 1 | [12 empty] | 2025-11-01 | 2026-11-01 | bar: NOV
345 | H07B100345 | 12340 | BEMS | B | - | ACT | C | H07 | BEMS | LIGHT SOURCE | LIGHT SOURCE | BA | OT | L01 | ISH/BE/01036 | 0 |  | 0 | HOSPITAL | 36000 | 0 | 0 | 0 | 0 | 0 | 0 | 0 | 0 | 0 | 0 | 2013-01-01 | 1900-01-01 | 12 | [8 empty] | OT |  |  |  | 0 | 0 | [12 empty] | admin | 2024-12-12 14:25 |  | OLYMPUS | CLV-180 | 7113035 | OPERATION THEATRE |  |  | 1 | B | 1 |  | ENDODYNAMICS (M) SDN.BHD | ENDODYNAMICS (M) SDN.BHD |  | JAPAN |  | OLYMPUS (M) SDN BHD |  |  | 0 | 0 | 0 | 0 |  |  |  |  | 2012-01-16 | KPJ Ipoh Specialist Hospital | 1 | [12 empty] | 2025-11-01 | 2026-11-01 | bar: NOV
346 | H07B100346 | 15966 | BEMS | B | - | ACT | C | H07 | BEMS | LCD MONITOR | LCD MONITOR | BA | OT | L01 | ISH/BE/01037 | 0 |  | 0 | HOSPITAL | 20000 | 0 | 0 | 0 | 0 | 0 | 0 | 0 | 0 | 0 | 0 | 2013-01-01 | 1900-01-01 | 12 | [8 empty] | OT |  |  |  | 0 | 0 | [12 empty] | admin | 2024-12-12 14:25 |  | OLYMPUS | OEV-261H | 7126727 | OPERATION THEATRE |  |  | 1 | B | 1 |  | ENDODYNAMICS (M) SDN.BHD | ENDODYNAMICS (M) SDN.BHD |  | JAPAN |  | OLYMPUS (M) SDN BHD |  |  | 0 | 0 | 0 | 0 |  |  |  |  | 2012-01-16 | KPJ Ipoh Specialist Hospital | 1 | [12 empty] | 2025-11-01 | 2026-11-01 | bar: NOV
347 | H07B100347 | 15966 | BEMS | B | - | ACT | C | H07 | BEMS | LCD MONITOR | LCD MONITOR | BA | OT | L01 | ISH/BE/01108 | 0 |  | 0 | HOSPITAL | 0 | 0 | 0 | 0 | 0 | 0 | 0 | 0 | 0 | 0 | 0 | 2013-07-01 | 1900-01-01 | 11 | [8 empty] | OT |  |  |  | 0 | 0 | [12 empty] | admin | 2024-12-12 14:25 |  | KARL STORZ | 9826NB | E31A10124 | OPERATION THEATRE |  |  | 1 | B | 1 |  | SUP100049 | UMMI SURGICAL SDN BHD | STOR 106830 | GERMANY |  | UMMI SURGICAL SDN BHD |  |  | 0 | 0 | 0 | 0 |  |  |  |  | 2013-07-18 | KPJ Ipoh Specialist Hospital | 1 | [12 empty] | 2025-04-01 | 2026-04-01 | bar: APR
348 | H07B100348 | 12340 | BEMS | B | - | ACT | C | H07 | BEMS | LIGHT SOURCE | LIGHT SOURCE | BA | OT | L01 | ISH/BE/01109 | 0 |  | 0 | HOSPITAL | 0 | 0 | 0 | 0 | 0 | 0 | 0 | 0 | 0 | 0 | 0 | 2013-07-01 | 1900-01-01 | 11 | [8 empty] | OT |  |  |  | 0 | 0 | [12 empty] | admin | 2024-12-12 14:25 |  | KARL STORZ | 20134020 | RW0687875 | OPERATION THEATRE |  |  | 1 | B | 1 |  | SUP100049 | UMMI SURGICAL SDN BHD | STOR 106830 | GERMANY |  | UMMI SURGICAL SDN BHD |  |  | 0 | 0 | 0 | 0 |  |  |  |  | 2013-07-18 | KPJ Ipoh Specialist Hospital | 1 | [12 empty] | 2025-04-01 | 2026-04-01 | bar: APR
349 | H07B100349 | 18037 | BEMS | B | - | ACT | C | H07 | BEMS | VIDEO PROCESSOR | VIDEO PROCESSOR | BA | OT | L01 | ISH/BE/01110 | 0 |  | 0 | HOSPITAL | 240000 | 0 | 0 | 0 | 0 | 0 | 0 | 0 | 0 | 0 | 0 | 2013-07-01 | 1900-01-01 | 11 | [8 empty] | OT |  |  |  | 0 | 0 | [12 empty] | admin | 2024-12-12 14:25 |  | KARL STORZ | 22201020 | RW703842 | OPERATION THEATRE |  |  | 1 | B | 1 |  | SUP100049 | UMMI SURGICAL SDN BHD | STOR 106830 | GERMANY |  | UMMI SURGICAL SDN BHD |  |  | 0 | 0 | 0 | 0 |  |  |  |  | 2013-07-18 | KPJ Ipoh Specialist Hospital | 1 | [12 empty] | 2025-04-01 | 2026-04-01 | bar: APR
350 | H07B100350 | 12144 | BEMS | B | - | ACT | C | H07 | BEMS | CO2 INSUFFLATOR | CO2 INSUFFLATOR | BA | OT | L01 | ISH/BE/01111 | 0 |  | 0 | HOSPITAL | 0 | 0 | 0 | 0 | 0 | 0 | 0 | 0 | 0 | 0 | 0 | 2013-07-01 | 1900-01-01 | 11 | [8 empty] | OT |  |  |  | 0 | 0 | [12 empty] | admin | 2024-12-12 14:25 |  | KARL STORZ | 26430520 | RW29073-B | OPERATION THEATRE |  |  | 1 | B | 1 |  | SUP100049 | UMMI SURGICAL SDN BHD | STOR 106830 | GERMANY |  | UMMI SURGICAL SDN BHD |  |  | 0 | 0 | 0 | 0 |  |  |  |  | 2013-07-18 | KPJ Ipoh Specialist Hospital | 1 | [12 empty] | 2025-04-01 | 2026-04-01 | bar: APR
351 | H07B100351 | 18037 | BEMS | B | - | ACT | C | H07 | BEMS | IMAGE 1 CONNECT | IMAGE 1 CONNECT | BA | OT | L01 | ISH/BE/01231 | 0 |  | 0 | HOSPITAL | 200000 | 0 | 0 | 0 | 0 | 0 | 0 | 0 | 0 | 0 | 0 | 2017-03-01 | 1900-01-01 | 9 | [8 empty] | OT |  |  |  | 0 | 0 | [12 empty] | admin | 2024-12-12 14:25 |  | KARL STORZ | TC 200 EN | YV723890-P | OPERATION THEATRE |  |  | 1 | B | 1 |  | SUP100049 | UMMI SURGICAL SDN BHD | STOR 117835(FA) | GERMANY |  | UMMI SURGICAL SDN BHD |  |  | 0 | 0 | 0 | 0 |  |  |  |  | 2015-03-04 | KPJ Ipoh Specialist Hospital | 2 | [12 empty] | 2025-09-01 | 2026-03-01 | bar: MAR; SEP
352 | H07B100352 | 18037 | BEMS | B | - | ACT | C | H07 | BEMS | IMAGE H3-LINK | IMAGE H3-LINK | BA | OT | L01 | ISH/BE/01232 | 0 |  | 0 | HOSPITAL | 0 | 0 | 0 | 0 | 0 | 0 | 0 | 0 | 0 | 0 | 0 | 2017-03-01 | 1900-01-01 | 9 | [8 empty] | OT |  |  |  | 0 | 0 | [12 empty] | admin | 2024-12-12 14:25 |  | KARL STORZ | TC 300 | YV723916-P | OPERATION THEATRE |  |  | 1 | B | 1 |  | SUP100049 | UMMI SURGICAL SDN BHD | STOR 117835(FA) | GERMANY |  | UMMI SURGICAL SDN BHD |  |  | 0 | 0 | 0 | 0 |  |  |  |  | 2015-03-04 | KPJ Ipoh Specialist Hospital | 2 | [12 empty] | 2025-09-01 | 2026-03-01 | bar: MAR; SEP
353 | H07B100353 | 12340 | BEMS | B | - | ACT | C | H07 | BEMS | KARL STORZ COLD | KARL STORZ COLD | BA | OT | L01 | ISH/BE/01233 | 0 |  | 0 | HOSPITAL | 0 | 0 | 0 | 0 | 0 | 0 | 0 | 0 | 0 | 0 | 0 | 2017-03-01 | 1900-01-01 | 9 | [8 empty] | OT |  |  |  | 0 | 0 | [12 empty] | admin | 2024-12-12 14:25 |  | KARL STORZ | 20134001 | RV0695507 | OPERATION THEATRE |  |  | 1 | B | 1 |  | SUP100049 | UMMI SURGICAL SDN BHD | STOR 117835(FA) | GERMANY |  | UMMI SURGICAL SDN BHD |  |  | 0 | 0 | 0 | 0 |  |  |  |  | 2015-03-04 | KPJ Ipoh Specialist Hospital | 2 | [12 empty] | 2025-09-01 | 2026-03-01 | bar: MAR; SEP
354 | H07B100354 | - | BEMS | B | - | ACT | C | H07 | BEMS | ELECTRONIC ENDOFLATOR SET | ELECTRONIC ENDOFLATOR SET | BA | OT | L01 | ISH/BE/01234 | 0 |  | 0 | HOSPITAL | 0 | 0 | 0 | 0 | 0 | 0 | 0 | 0 | 0 | 0 | 0 | 2017-03-01 | 1900-01-01 | 9 | [8 empty] | OT |  |  |  | 0 | 0 | [12 empty] | admin | 2024-12-12 14:25 |  | KARL STORZ | 26430508-1 | YV32179 | OPERATION THEATRE |  |  | 1 | B | 1 |  | SUP100049 | UMMI SURGICAL SDN BHD | STOR 117835(FA) | GERMANY |  | UMMI SURGICAL SDN BHD |  |  | 0 | 0 | 0 | 0 |  |  |  |  | 2015-03-04 | KPJ Ipoh Specialist Hospital | 2 | [12 empty] | 2025-09-01 | 2026-03-01 | bar: MAR; SEP
355 | H07B100355 | 15969 | BEMS | B | - | ACT | C | H07 | BEMS | MONITOR | MONITOR | BA | OT | L01 | ISH/BE/01235 | 0 |  | 0 | HOSPITAL | 0 | 0 | 0 | 0 | 0 | 0 | 0 | 0 | 0 | 0 | 0 | 2017-03-01 | 1900-01-01 | 9 | [8 empty] | OT |  |  |  | 0 | 0 | [12 empty] | admin | 2024-12-12 14:25 |  | KARL STORZ | 9826 NB | H4ID10287 | OPERATION THEATRE |  |  | 1 | B | 1 |  | SUP100049 | UMMI SURGICAL SDN BHD | STOR 117835(FA) | GERMANY |  | UMMI SURGICAL SDN BHD |  |  | 0 | 0 | 0 | 0 |  |  |  |  | 2015-03-04 | KPJ Ipoh Specialist Hospital | 2 | [12 empty] | 2025-09-01 | 2026-03-01 | bar: MAR; SEP
356 | H07B100356 | 18037 | BEMS | B | - | ACT | C | H07 | BEMS | IMAGE 1 H3-Z FI SPIES | IMAGE 1 H3-Z FI SPIES | BA | OT | L01 | ISH/BE/01236 | 0 |  | 0 | HOSPITAL | 0 | 0 | 0 | 0 | 0 | 0 | 0 | 0 | 0 | 0 | 0 | 2017-03-01 | 1900-01-01 | 9 | [8 empty] | OT |  |  |  | 0 | 0 | [12 empty] | admin | 2024-12-12 14:25 |  | KARL STORZ | TH 102 | ZV844042-H | OPERATION THEATRE |  |  | 1 | B | 1 |  | SUP100049 | UMMI SURGICAL SDN BHD | STOR 117835(FA) | GERMANY |  | UMMI SURGICAL SDN BHD |  |  | 0 | 0 | 0 | 0 |  |  |  |  | 2015-03-04 | KPJ Ipoh Specialist Hospital | 2 | [12 empty] | 2025-09-01 | 2026-03-01 | bar: MAR; SEP
357 | H07B100357 | 18037 | BEMS | B | - | ACT | C | H07 | BEMS | IMAGE 1 H3-Z FI SPIES | IMAGE 1 H3-Z FI SPIES | BA | OT | L01 | ISH/BE/01237 | 0 |  | 0 | HOSPITAL | 0 | 0 | 0 | 0 | 0 | 0 | 0 | 0 | 0 | 0 | 0 | 2017-03-01 | 1900-01-01 | 9 | [8 empty] | OT |  |  |  | 0 | 0 | [12 empty] | admin | 2024-12-12 14:25 |  | KARL STORZ | TH 102 | ZV844041-H | OPERATION THEATRE |  |  | 1 | B | 1 |  | SUP100049 | UMMI SURGICAL SDN BHD | STOR 117835(FA) | GERMANY |  | UMMI SURGICAL SDN BHD |  |  | 0 | 0 | 0 | 0 |  |  |  |  | 2015-03-04 | KPJ Ipoh Specialist Hospital | 1 | [12 empty] | 2025-03-01 | 2026-03-01 | bar: MAR
358 | H07B100358 | 15969 | BEMS | B | - | ACT | C | H07 | BEMS | MONITOR | MONITOR | BA | OT | L01 | ISH/BE/01238 | 0 |  | 0 | HOSPITAL | 0 | 0 | 0 | 0 | 0 | 0 | 0 | 0 | 0 | 0 | 0 | 2017-03-01 | 1900-01-01 | 9 | [8 empty] | OT |  |  |  | 0 | 0 | [12 empty] | admin | 2024-12-12 14:25 |  | KARL STORZ | 9826 NB | H4ID10288 | OPERATION THEATRE |  |  | 1 | B | 1 |  | SUP100049 | UMMI SURGICAL SDN BHD | STOR 117835(FA) | GERMANY |  | UMMI SURGICAL SDN BHD |  |  | 0 | 0 | 0 | 0 |  |  |  |  | 2015-03-04 | KPJ Ipoh Specialist Hospital | 1 | [12 empty] | 2025-03-01 | 2026-03-01 | bar: MAR
359 | H07B100359 | 12340 | BEMS | B | - | ACT | C | H07 | BEMS | KARL STORZ COLD | KARL STORZ COLD | BA | OT | L01 | ISH/BE/01239 | 0 |  | 0 | HOSPITAL | 0 | 0 | 0 | 0 | 0 | 0 | 0 | 0 | 0 | 0 | 0 | 2017-03-01 | 1900-01-01 | 9 | [8 empty] | OT |  |  |  | 0 | 0 | [12 empty] | admin | 2024-12-12 14:25 |  | KARL STORZ | 20134001 | RV0695318 | OPERATION THEATRE |  |  | 1 | B | 1 |  | SUP100049 | UMMI SURGICAL SDN BHD | STOR 117835(FA) | GERMANY |  | UMMI SURGICAL SDN BHD |  |  | 0 | 0 | 0 | 0 |  |  |  |  | 2015-03-04 | KPJ Ipoh Specialist Hospital | 1 | [12 empty] | 2025-03-01 | 2026-03-01 | bar: MAR
360 | H07B100360 | - | BEMS | B | - | ACT | C | H07 | BEMS | ELECTRONIC ENDOFLATOR SET | ELECTRONIC ENDOFLATOR SET | BA | OT | L01 | ISH/BE/01240 | 0 |  | 0 | HOSPITAL | 0 | 0 | 0 | 0 | 0 | 0 | 0 | 0 | 0 | 0 | 0 | 2017-03-01 | 1900-01-01 | 9 | [8 empty] | OT |  |  |  | 0 | 0 | [12 empty] | admin | 2024-12-12 14:25 |  | KARL STORZ | 26430508-1 | YV32177 | OPERATION THEATRE |  |  | 1 | B | 1 |  | SUP100049 | UMMI SURGICAL SDN BHD | STOR 117835(FA) | GERMANY |  | UMMI SURGICAL SDN BHD |  |  | 0 | 0 | 0 | 0 |  |  |  |  | 2015-03-04 | KPJ Ipoh Specialist Hospital | 1 | [12 empty] | 2025-03-01 | 2026-03-01 | bar: MAR
361 | H07B100361 | 18037 | BEMS | B | - | ACT | C | H07 | BEMS | IMAGE 1 CONNECT | IMAGE 1 CONNECT | BA | OT | L01 | ISH/BE/01241 | 0 |  | 0 | HOSPITAL | 200000 | 0 | 0 | 0 | 0 | 0 | 0 | 0 | 0 | 0 | 0 | 2017-03-01 | 1900-01-01 | 9 | [8 empty] | OT |  |  |  | 0 | 0 | [12 empty] | admin | 2024-12-12 14:25 |  | KARL STORZ | YC 200 EN | PV715511-P | OPERATION THEATRE |  |  | 1 | B | 1 |  | SUP100049 | UMMI SURGICAL SDN BHD | STOR 117835(FA) | GERMANY |  | UMMI SURGICAL SDN BHD |  |  | 0 | 0 | 0 | 0 |  |  |  |  | 2015-03-04 | KPJ Ipoh Specialist Hospital | 1 | [12 empty] | 2025-03-01 | 2026-03-01 | bar: MAR
362 | H07B100362 | 18037 | BEMS | B | - | ACT | C | H07 | BEMS | IMAGE H3-LINK | IMAGE H3-LINK | BA | OT | L01 | ISH/BE/01242 | 0 |  | 0 | HOSPITAL | 0 | 0 | 0 | 0 | 0 | 0 | 0 | 0 | 0 | 0 | 0 | 2017-03-01 | 1900-01-01 | 9 | [8 empty] | OT |  |  |  | 0 | 0 | [12 empty] | admin | 2024-12-12 14:25 |  | KARL STORZ | TC 300 | RV715844-P | OPERATION THEATRE |  |  | 1 | B | 1 |  | SUP100049 | UMMI SURGICAL SDN BHD | STOR 117835(FA) | GERMANY |  | UMMI SURGICAL SDN BHD |  |  | 0 | 0 | 0 | 0 |  |  |  |  | 2015-03-04 | KPJ Ipoh Specialist Hospital | 1 | [12 empty] | 2025-03-01 | 2026-03-01 | bar: MAR
363 | H07B100363 | 15969 | BEMS | B | - | ACT | C | H07 | BEMS | MONITOR | MONITOR | BA | OT | L01 | ISH/BE/01285 | 0 |  | 0 | HOSPITAL | 415000 | 0 | 0 | 0 | 0 | 0 | 0 | 0 | 0 | 0 | 0 | 2017-08-01 | 1900-01-01 | 9 | [8 empty] | OT |  |  |  | 0 | 0 | [12 empty] | admin | 2024-12-12 14:25 |  | KARL STORZ | 9832 NB-3D | K4IA10006 | OPERATION THEATRE |  |  | 1 | B | 1 |  | SUP100049 | UMMI SURGICAL SDN BHD |  | GERMANY |  | UMMI SURGICAL SDN BHD |  |  | 0 | 0 | 0 | 0 |  |  |  |  | 2015-08-26 | KPJ Ipoh Specialist Hospital | 2 | [12 empty] | 2025-09-01 | 2026-03-01 | bar: MAR; SEP
364 | H07B100364 | 18037 | BEMS | B | - | ACT | C | H07 | BEMS | IMAGE 1 CONNECT | IMAGE 1 CONNECT | BA | OT | L01 | ISH/BE/01286 | 0 |  | 0 | HOSPITAL | 0 | 0 | 0 | 0 | 0 | 0 | 0 | 0 | 0 | 0 | 0 | 2017-08-01 | 1900-01-01 | 9 | [8 empty] | OT |  |  |  | 0 | 0 | [12 empty] | admin | 2024-12-12 14:25 |  | KARL STORZ | TC 200 | SU732581-P | OPERATION THEATRE |  |  | 1 | B | 1 |  | SUP100049 | UMMI SURGICAL SDN BHD |  | GERMANY |  | UMMI SURGICAL SDN BHD |  |  | 0 | 0 | 0 | 0 |  |  |  |  | 2015-08-26 | KPJ Ipoh Specialist Hospital | 2 | [12 empty] | 2025-09-01 | 2026-03-01 | bar: MAR; SEP
365 | H07B100365 | 18037 | BEMS | B | - | ACT | C | H07 | BEMS | IMAGE 1 D3-LINK | IMAGE 1 D3-LINK | BA | OT | L01 | ISH/BE/01287 | 0 |  | 0 | HOSPITAL | 0 | 0 | 0 | 0 | 0 | 0 | 0 | 0 | 0 | 0 | 0 | 2017-08-01 | 1900-01-01 | 9 | [8 empty] | OT |  |  |  | 0 | 0 | [12 empty] | admin | 2024-12-12 14:25 |  | KARL STORZ | TC 302 | RU731464-P | OPERATION THEATRE |  |  | 1 | B | 1 |  | SUP100049 | UMMI SURGICAL SDN BHD |  | GERMANY |  | UMMI SURGICAL SDN BHD |  |  | 0 | 0 | 0 | 0 |  |  |  |  | 2015-08-26 | KPJ Ipoh Specialist Hospital | 2 | [12 empty] | 2025-09-01 | 2026-03-01 | bar: MAR; SEP
366 | H07B100366 | 18037 | BEMS | B | - | ACT | C | H07 | BEMS | IMAGE 1 H3-LINK | IMAGE 1 H3-LINK | BA | OT | L01 | ISH/BE/01288 | 0 |  | 0 | HOSPITAL | 0 | 0 | 0 | 0 | 0 | 0 | 0 | 0 | 0 | 0 | 0 | 2017-08-01 | 1900-01-01 | 9 | [8 empty] | OT |  |  |  | 0 | 0 | [12 empty] | admin | 2024-12-12 14:25 |  | KARL STORZ | TC 300 | SU732421-P | OPERATION THEATRE |  |  | 1 | B | 1 |  | SUP100049 | UMMI SURGICAL SDN BHD |  | GERMANY |  | UMMI SURGICAL SDN BHD |  |  | 0 | 0 | 0 | 0 |  |  |  |  | 2015-08-26 | KPJ Ipoh Specialist Hospital | 2 | [12 empty] | 2025-09-01 | 2026-03-01 | bar: MAR; SEP
367 | H07B100367 | 12340 | BEMS | B | - | ACT | C | H07 | BEMS | LIGHT SOURCE | LIGHT SOURCE | BA | OT | L01 | ISH/BE/01289 | 0 |  | 0 | HOSPITAL | 0 | 0 | 0 | 0 | 0 | 0 | 0 | 0 | 0 | 0 | 0 | 2017-08-01 | 1900-01-01 | 9 | [8 empty] | OT |  |  |  | 0 | 0 | [12 empty] | admin | 2024-12-12 14:25 |  | KARL STORZ | XENON NOVA 300 | WV0698679 | OPERATION THEATRE |  |  | 1 | B | 1 |  | SUP100049 | UMMI SURGICAL SDN BHD |  | GERMANY |  | UMMI SURGICAL SDN BHD |  |  | 0 | 0 | 0 | 0 |  |  |  |  | 2015-08-26 | KPJ Ipoh Specialist Hospital | 2 | [12 empty] | 2025-09-01 | 2026-03-01 | bar: MAR; SEP
368 | H07B100368 | 16902 | BEMS | B | - | ACT | C | H07 | BEMS | AIDA SYSYEM | AIDA SYSYEM | BA | OT | L01 | ISH/BE/01290 | 0 |  | 0 | HOSPITAL | 0 | 0 | 0 | 0 | 0 | 0 | 0 | 0 | 0 | 0 | 0 | 2017-08-01 | 1900-01-01 | 9 | [8 empty] | OT |  |  |  | 0 | 0 | [12 empty] | admin | 2024-12-12 14:25 |  | KARL STORZ | WD250-EN | KSD10433 | OPERATION THEATRE |  |  | 1 | B | 1 |  | SUP100049 | UMMI SURGICAL SDN BHD |  | GERMANY |  | UMMI SURGICAL SDN BHD |  |  | 0 | 0 | 0 | 0 |  |  |  |  | 2015-08-26 | KPJ Ipoh Specialist Hospital | 2 | [12 empty] | 2025-09-01 | 2026-03-01 | bar: MAR; SEP
369 | H07B100369 | - | BEMS | B | - | ACT | C | H07 | BEMS | ENDOFLATOR | ENDOFLATOR | BA | OT | L01 | ISH/BE/01291 | 0 |  | 0 | HOSPITAL | 0 | 0 | 0 | 0 | 0 | 0 | 0 | 0 | 0 | 0 | 0 | 2017-08-01 | 1900-01-01 | 9 | [8 empty] | OT |  |  |  | 0 | 0 | [12 empty] | admin | 2024-12-12 14:25 |  | KARL STORZ | 26430508-1 | NU32464 | OPERATION THEATRE |  |  | 1 | B | 1 |  | SUP100049 | UMMI SURGICAL SDN BHD |  | GERMANY |  | UMMI SURGICAL SDN BHD |  |  | 0 | 0 | 0 | 0 |  |  |  |  | 2015-08-26 | KPJ Ipoh Specialist Hospital | 2 | [12 empty] | 2025-09-01 | 2026-03-01 | bar: MAR; SEP
370 | H07B100370 | 18037 | BEMS | B | - | ACT | C | H07 | BEMS | VIDEO PROCESSOR | VIDEO PROCESSOR | BA | OT | L01 | ISH/BE/01531 | 0 |  | 0 | HOSPITAL | 41096 | 0 | 0 | 0 | 0 | 0 | 0 | 0 | 0 | 0 | 0 | 2019-08-01 | 1900-01-01 | 7 | [8 empty] | OT |  |  |  | 0 | 0 | [12 empty] | admin | 2024-12-12 14:25 |  | OLYMPUS | OTV-S190 | 7703770 | OPERATION THEATRE |  |  | 1 | B | 1 |  | OLYMPUS (M) SDN BHD | OLYMPUS (M) SDN BHD | STOR 145536 (FA) | JAPAN |  | OLYMPUS (M) SDN BHD |  |  | 0 | 0 | 0 | 0 |  |  |  |  | 2017-08-10 | KPJ Ipoh Specialist Hospital | 1 | [12 empty] | 2025-07-01 | 2026-07-01 | bar: JUL
371 | H07B100371 | 15966 | BEMS | B | - | ACT | C | H07 | BEMS | LCD MONITOR | LCD MONITOR | BA | OT | L01 | ISH/BE/01532 | 0 |  | 0 | HOSPITAL | 27720 | 0 | 0 | 0 | 0 | 0 | 0 | 0 | 0 | 0 | 0 | 2019-08-01 | 1900-01-01 | 7 | [8 empty] | OT |  |  |  | 0 | 0 | [12 empty] | admin | 2024-12-12 14:25 |  | OLYMPUS | OEV-262H | 7760846 | OPERATION THEATRE |  |  | 1 | B | 1 |  | OLYMPUS (M) SDN BHD | OLYMPUS (M) SDN BHD | STOR 145536 (FA) | JAPAN |  | OLYMPUS (M) SDN BHD |  |  | 0 | 0 | 0 | 0 |  |  |  |  | 2017-08-10 | KPJ Ipoh Specialist Hospital | 1 | [12 empty] | 2025-07-01 | 2026-07-01 | bar: JUL
372 | H07B100372 | 12340 | BEMS | B | - | ACT | C | H07 | BEMS | LIGHT SOURCE | LIGHT SOURCE | BA | OT | L01 | ISH/BE/01533 | 0 |  | 0 | HOSPITAL | 25520 | 0 | 0 | 0 | 0 | 0 | 0 | 0 | 0 | 0 | 0 | 2019-08-01 | 1900-01-01 | 7 | [8 empty] | OT |  |  |  | 0 | 0 | [12 empty] | admin | 2024-12-12 14:25 |  | OLYMPUS | CLV-S190 | 7723877 | OPERATION THEATRE |  |  | 1 | B | 1 |  | OLYMPUS (M) SDN BHD | OLYMPUS (M) SDN BHD | STOR 145536 (FA) | JAPAN |  | OLYMPUS (M) SDN BHD |  |  | 0 | 0 | 0 | 0 |  |  |  |  | 2017-08-10 | KPJ Ipoh Specialist Hospital | 1 | [12 empty] | 2025-07-01 | 2026-07-01 | bar: JUL
373 | H07B100373 | 18037 | BEMS | B | - | ACT | C | H07 | BEMS | IMAGE 1 CONNECT | IMAGE 1 CONNECT | BA | OT | L01 | ISH/BE/01547 | 0 |  | 0 | HOSPITAL | 0 | 0 | 0 | 0 | 0 | 0 | 0 | 0 | 0 | 0 | 0 | 2017-10-01 | 1900-01-01 | 7 | [8 empty] | OT |  |  |  | 0 | 0 | [12 empty] | admin | 2024-12-12 14:25 |  | KARL STORZ | TC200EN | NV712054-P | OPERATION THEATRE |  |  | 1 | B | 1 |  | SUP100049 | UMMI SURGICAL SDN BHD | NA | GERMANY |  | UMMI SURGICAL SDN BHD |  |  | 0 | 0 | 0 | 0 |  |  |  |  | 2017-10-11 | KPJ Ipoh Specialist Hospital | 2 | [12 empty] | 2025-09-01 | 2026-03-01 | bar: MAR; SEP
374 | H07B100374 | 18037 | BEMS | B | - | ACT | C | H07 | BEMS | IMAGE 1 H3-LINK | IMAGE 1 H3-LINK | BA | OT | L01 | ISH/BE/01548 | 0 |  | 0 | HOSPITAL | 0 | 0 | 0 | 0 | 0 | 0 | 0 | 0 | 0 | 0 | 0 | 2017-10-01 | 1900-01-01 | 7 | [8 empty] | OT |  |  |  | 0 | 0 | [12 empty] | admin | 2024-12-12 14:25 |  | KARL STORZ | TC300 | NV711639-P | OPERATION THEATRE |  |  | 1 | B | 1 |  | SUP100049 | UMMI SURGICAL SDN BHD | NA | GERMANY |  | UMMI SURGICAL SDN BHD |  |  | 0 | 0 | 0 | 0 |  |  |  |  | 2017-10-11 | KPJ Ipoh Specialist Hospital | 2 | [12 empty] | 2025-09-01 | 2026-03-01 | bar: MAR; SEP
375 | H07B100375 | 15969 | BEMS | B | - | ACT | C | H07 | BEMS | MONITOR | MONITOR | BA | OT | L01 | ISH/BE/01549 | 0 |  | 0 | HOSPITAL | 0 | 0 | 0 | 0 | 0 | 0 | 0 | 0 | 0 | 0 | 0 | 2017-10-01 | 1900-01-01 | 7 | [8 empty] | OT |  |  |  | 0 | 0 | [12 empty] | admin | 2024-12-12 14:25 |  | KARL STORZ | 9826NB | G3ID10203 | OPERATION THEATRE |  |  | 1 | B | 1 |  | SUP100049 | UMMI SURGICAL SDN BHD | NA | GERMANY |  | UMMI SURGICAL SDN BHD |  |  | 0 | 0 | 0 | 0 |  |  |  |  | 2017-10-11 | KPJ Ipoh Specialist Hospital | 2 | [12 empty] | 2025-09-01 | 2026-03-01 | bar: MAR; SEP
376 | H07B100376 | 12340 | BEMS | B | - | ACT | C | H07 | BEMS | LIGHT SOURCE | LIGHT SOURCE | BA | OT | L01 | ISH/BE/01550 | 0 |  | 0 | HOSPITAL | 0 | 0 | 0 | 0 | 0 | 0 | 0 | 0 | 0 | 0 | 0 | 2017-10-01 | 1900-01-01 | 7 | [8 empty] | OT |  |  |  | 0 | 0 | [12 empty] | admin | 2024-12-12 14:25 |  | KARL STORZ | 20134001 | YX0684846 | OPERATION THEATRE |  |  | 1 | B | 1 |  | SUP100049 | UMMI SURGICAL SDN BHD | NA | GERMANY |  | UMMI SURGICAL SDN BHD |  |  | 0 | 0 | 0 | 0 |  |  |  |  | 2017-10-11 | KPJ Ipoh Specialist Hospital | 2 | [12 empty] | 2025-09-01 | 2026-03-01 | bar: MAR; SEP
377 | H07B100377 | - | BEMS | B | - | ACT | C | H07 | BEMS | ENDOFLATOR | ENDOFLATOR | BA | OT | L01 | ISH/BE/01551 | 0 |  | 0 | HOSPITAL | 0 | 0 | 0 | 0 | 0 | 0 | 0 | 0 | 0 | 0 | 0 | 2017-10-01 | 1900-01-01 | 7 | [8 empty] | OT |  |  |  | 0 | 0 | [12 empty] | admin | 2024-12-12 14:25 |  | KARL STORZ | 26430508-1 | WW30131-B | OPERATION THEATRE |  |  | 1 | B | 1 |  | SUP100049 | UMMI SURGICAL SDN BHD | NA | GERMANY |  | UMMI SURGICAL SDN BHD |  |  | 0 | 0 | 0 | 0 |  |  |  |  | 2017-10-11 | KPJ Ipoh Specialist Hospital | 2 | [12 empty] | 2025-09-01 | 2026-03-01 | bar: MAR; SEP
378 | H07B100378 | 18037 | BEMS | B | - | ACT | C | H07 | BEMS | IMAGE 1 X-LINK | IMAGE 1 X-LINK | BA | OT | L01 | ISH/BE/01326 | 0 |  | 0 | HOSPITAL | 0 | 0 | 0 | 0 | 0 | 0 | 0 | 0 | 0 | 0 | 0 | 2017-10-01 | 1900-01-01 | 7 | [8 empty] | OT |  |  |  | 0 | 0 | [12 empty] | admin | 2024-12-12 14:25 |  | KARL STORZ | TC 301 | YU741101-P | OPERATION THEATRE |  |  | 1 | B | 1 |  | SUP100049 | UMMI SURGICAL SDN BHD |  | GERMANY |  | UMMI SURGICAL SDN BHD |  |  | 0 | 0 | 0 | 0 |  |  |  |  | 2017-10-11 | KPJ Ipoh Specialist Hospital | 2 | [12 empty] | 2025-09-01 | 2026-03-01 | bar: MAR; SEP
379 | H07B100379 | 13961 | BEMS | B | - | ACT | C | H07 | BEMS | OPERATING TABLE | OPERATING TABLE | BA | OT | L01 | ISH/BE/00537 | 0 |  | 0 | HOSPITAL | 110000 | 0 | 0 | 0 | 0 | 0 | 0 | 0 | 0 | 0 | 0 |  | 1900-01-01 | 19 | [8 empty] | OT |  |  |  | 0 | 0 | [12 empty] | admin | 2024-12-12 14:25 |  | ESCHMANN | TM | TM 376 | OPERATION THEATRE |  |  | 1 | B | 1 |  | ANTAH SRI RADIN SDN BHD | ANTAH SRI RADIN SDN BHD |  | UK |  | ANTAH SRI RADIN SDN BHD |  |  | 0 | 0 | 0 | 0 |  |  |  |  | 2005-06-03 | KPJ Ipoh Specialist Hospital | 1 | [12 empty] | 2025-01-01 | 2026-01-01 | bar: JAN
380 | H07B100380 | 13961 | BEMS | B | - | ACT | C | H07 | BEMS | OPERATING TABLE | OPERATING TABLE | BA | OT | L01 | ISH/BE/00540 | 0 |  | 0 | HOSPITAL | 100000 | 0 | 0 | 0 | 0 | 0 | 0 | 0 | 0 | 0 | 0 |  | 1900-01-01 | 28 | [8 empty] | OT |  |  |  | 0 | 0 | [12 empty] | admin | 2024-12-12 14:25 |  | MAQUET | 1431.02M | 226 | OPERATION THEATRE |  |  | 1 | B | 1 |  | SCHMIDT BIOMED TECH SDN BHD | SCHMIDT BIOMED TECH SDN BHD |  | GERMANY |  | AUTOMEDIC TRADING |  |  | 0 | 0 | 0 | 0 |  |  |  |  | 1996-10-15 | KPJ Ipoh Specialist Hospital | 1 | [12 empty] | 2025-11-01 | 2026-11-01 | bar: NOV
381 | H07B100381 | 13961 | BEMS | B | - | ACT | C | H07 | BEMS | OPERATING TABLE | OPERATING TABLE | BA | OT | L01 | ISH/BE/00542 | 0 |  | 0 | HOSPITAL | 120000 | 0 | 0 | 0 | 0 | 0 | 0 | 0 | 0 | 0 | 0 |  | 1900-01-01 | 17 | [8 empty] | OT |  |  |  | 0 | 0 | [12 empty] | admin | 2024-12-12 14:25 |  | ESCHMANN | T20 | T2AC-TF-2814 | OPERATION THEATRE |  |  | 1 | B | 1 |  | ANTAH SRI RADIN SDN BHD | ANTAH SRI RADIN SDN BHD |  | UK |  | ANTAH SRI RADIN SDN BHD |  |  | 0 | 0 | 0 | 0 |  |  |  |  | 2007-06-11 | KPJ Ipoh Specialist Hospital | 1 | [12 empty] | 2025-08-01 | 2026-08-01 | bar: AUG
382 | H07B100382 | 13961 | BEMS | B | - | ACT | C | H07 | BEMS | OPERATING TABLE | OPERATING TABLE | BA | OT | L01 | ISH/BE/01028 | 0 |  | 0 | HOSPITAL | 297000 | 0 | 0 | 0 | 0 | 0 | 0 | 0 | 0 | 0 | 0 | 2012-12-01 | 1900-01-01 | 13 | [8 empty] | OT |  |  |  | 0 | 0 | [12 empty] | admin | 2024-12-12 14:25 |  | ESCHMANN | T30 | T3AB-1H-2083 | OPERATION THEATRE |  |  | 1 | B | 1 |  | ANTAH SRI RADIN SDN BHD | ANTAH SRI RADIN SDN BHD | STOR 91253 (FA) | UK |  | ANTAH SRI RADIN SDN BHD |  |  | 0 | 0 | 0 | 0 |  |  |  |  | 2011-02-12 | KPJ Ipoh Specialist Hospital | 1 | [12 empty] | 2025-08-01 | 2026-08-01 | bar: AUG
383 | H07B100383 | 13961 | BEMS | B | - | ACT | C | H07 | BEMS | OPERATING TABLE | OPERATING TABLE | BA | OT | L01 | ISH/BE/01049 | 0 |  | 0 | HOSPITAL | 209480 | 0 | 0 | 0 | 0 | 0 | 0 | 0 | 0 | 0 | 0 | 2013-03-01 | 1900-01-01 | 12 | [8 empty] | OT |  |  |  | 0 | 0 | [12 empty] | admin | 2024-12-12 14:25 |  | MAQUET | MMQ1132.21B0 | 191 | OPERATION THEATRE |  |  | 1 | B | 1 |  | SUP100018 | IDS MEDICAL SYSTEM (M) SDN BHD | STOR 94992 | GERMANY |  | AUTOMEDIC TRADING |  |  | 0 | 0 | 0 | 0 |  |  |  |  | 2012-03-30 | KPJ Ipoh Specialist Hospital | 1 | [12 empty] | 2025-11-01 | 2026-11-01 | bar: NOV
384 | H07B100384 | 13961 | BEMS | B | - | ACT | C | H07 | BEMS | OPERATING TABLE | OPERATING TABLE | BA | OT | L01 | ISH/BE/01135 | 0 |  | 0 | HOSPITAL | 150880 | 0 | 0 | 0 | 0 | 0 | 0 | 0 | 0 | 0 | 0 | 2015-12-01 | 1900-01-01 | 11 | [8 empty] | OT |  |  |  | 0 | 0 | [12 empty] | admin | 2024-12-12 14:25 |  | MAQUET | MMQ1131.12B0 | 4339 | OPERATION THEATRE |  |  | 1 | B | 1 |  | SUP100018 | IDS MEDICAL SYSTEM (M) SDN BHD | STOR 109578 (FA) | GERMANY |  | AUTOMEDIC TRADING |  |  | 0 | 0 | 0 | 0 |  |  |  |  | 2013-12-30 | KPJ Ipoh Specialist Hospital | 1 | [12 empty] | 2025-11-01 | 2026-11-01 | bar: NOV
385 | H07B100385 | 13961 | BEMS | B | - | ACT | C | H07 | BEMS | OPERATING TABLE | OPERATING TABLE | BA | OT | L01 | ISH/BE/01258 | 0 |  | 0 | HOSPITAL | 299000 | 0 | 0 | 0 | 0 | 0 | 0 | 0 | 0 | 0 | 0 | 2017-05-01 | 1900-01-01 | 9 | [8 empty] | OT |  |  |  | 0 | 0 | [12 empty] | admin | 2024-12-12 14:25 |  | MAQUET | MMQ1132.21BO | 817 | OPERATION THEATRE |  |  | 1 | B | 1 |  | SUP100018 | IDS MEDICAL SYSTEM (M) SDN BHD | STOR 122365 (FA) | GERMANY |  | AUTOMEDIC TRADING |  |  | 0 | 0 | 0 | 0 |  |  |  |  | 2015-05-12 | KPJ Ipoh Specialist Hospital | 1 | [12 empty] | 2025-11-01 | 2026-11-01 | bar: NOV
386 | H07B100386 | - | BEMS | B | - | ACT | C | H07 | BEMS | CRYO MACHIINE | CRYO MACHIINE | BA | OT | L01 | ISH/BE/01196 | 0 |  | 0 | HOSPITAL | 45000 | 0 | 0 | 0 | 0 | 0 | 0 | 0 | 0 | 0 | 0 | 2015-11-01 | 1900-01-01 | 10 | [8 empty] | OT |  |  |  | 0 | 0 | [12 empty] | admin | 2024-12-12 14:25 |  | COOPER SURGICAL | CE-2000 | 061411 | OPERATION THEATRE |  |  | 1 | B | 1 |  | FISHER SCIENTIFIC (M) SDN BHD | FISHER SCIENTIFIC (M) SDN BHD | STOR 115087 (FA) | USA |  | PRINCIP ENGINEERING |  |  | 0 | 0 | 0 | 0 |  |  |  |  | 2014-11-07 | KPJ Ipoh Specialist Hospital | 1 | [12 empty] | 2025-04-01 | 2026-04-01 | bar: APR
387 | H07B100387 | 13931 | BEMS | B | - | ACT | C | H07 | BEMS | SYRINGE PUMP, ANESTHESIA | SYRINGE PUMP, ANESTHESIA | BA | OT | L01 | ISH/BE/01113 | 0 |  | 0 | HOSPITAL | 7500 | 0 | 0 | 0 | 0 | 0 | 0 | 0 | 0 | 0 | 0 | 2015-08-01 | 1900-01-01 | 11 | [8 empty] | OT |  |  |  | 0 | 0 | [12 empty] | admin | 2024-12-12 14:25 |  | B.BRAUN | PERFUSOR SPACE | 211442 | OPERATION THEATRE |  |  | 1 | B | 1 |  | B.BRAUN MEDICAL SUPPLIES SDN BHD | B.BRAUN MEDICAL SUPPLIES SDN BHD | STOR 1066714 (FA) | GERMANY |  | B.BRAUN MEDICAL SUPPLIES SDN BHD |  |  | 0 | 0 | 0 | 0 |  |  |  |  | 2013-05-08 | KPJ Ipoh Specialist Hospital | 1 | [12 empty] | 2025-03-01 | 2026-03-01 | bar: MAR
388 | H07B100388 | 13931 | BEMS | B | - | ACT | C | H07 | BEMS | SYRINGE PUMP, ANESTHESIA | SYRINGE PUMP, ANESTHESIA | BA | OT | L01 | ISH/BE/01183 | 0 |  | 0 | HOSPITAL | 6000 | 0 | 0 | 0 | 0 | 0 | 0 | 0 | 0 | 0 | 0 | 2016-08-01 | 1900-01-01 | 10 | [8 empty] | OT |  |  |  | 0 | 0 | [12 empty] | admin | 2024-12-12 14:25 |  | B.BRAUN | PERFUSOR SPACE | 224603 | OPERATION THEATRE |  |  | 1 | B | 1 |  | B.BRAUN MEDICAL SUPPLIES SDN BHD | B.BRAUN MEDICAL SUPPLIES SDN BHD | STOR115371(FA) | GERMANY |  | B.BRAUN MEDICAL SUPPLIES SDN BHD |  |  | 0 | 0 | 0 | 0 |  |  |  |  | 2014-08-22 | KPJ Ipoh Specialist Hospital | 1 | [12 empty] | 2025-03-01 | 2026-03-01 | bar: MAR
389 | H07B100389 | 13931 | BEMS | B | - | ACT | C | H07 | BEMS | SYRINGE PUMP, ANESTHESIA | SYRINGE PUMP, ANESTHESIA | BA | OT | L01 | ISH/BE/01184 | 0 |  | 0 | HOSPITAL | 6000 | 0 | 0 | 0 | 0 | 0 | 0 | 0 | 0 | 0 | 0 | 2016-08-01 | 1900-01-01 | 10 | [8 empty] | OT |  |  |  | 0 | 0 | [12 empty] | admin | 2024-12-12 14:25 |  | B.BRAUN | PERFUSOR SPACE | 224606 | OPERATION THEATRE |  |  | 1 | B | 1 |  | B.BRAUN MEDICAL SUPPLIES SDN BHD | B.BRAUN MEDICAL SUPPLIES SDN BHD | STOR115371(FA) | GERMANY |  | B.BRAUN MEDICAL SUPPLIES SDN BHD |  |  | 0 | 0 | 0 | 0 |  |  |  |  | 2014-08-22 | KPJ Ipoh Specialist Hospital | 1 | [12 empty] | 2025-03-01 | 2026-03-01 | bar: MAR
390 | H07B100390 | 13931 | BEMS | B | - | ACT | N | H07 | BEMS | SYRINGE PUMP, ANESTHESIA | SYRINGE PUMP, ANESTHESIA | BA | OT | L01 | ISH/BE/01577 | 0 |  | 0 | HOSPITAL | 7200 | 0 | 0 | 0 | 0 | 0 | 0 | 0 | 0 | 0 | 0 | 2020-09-01 | 1900-01-01 | 6 | [8 empty] | OT |  |  |  | 0 | 0 | [12 empty] | admin | 2024-12-12 14:25 |  | B.BRAUN | PERFUSOR SPACE | 437100 | OPERATION THEATRE |  |  | 1 | B | 1 |  | B.BRAUN MEDICAL SUPPLIES SDN BHD | B.BRAUN MEDICAL SUPPLIES SDN BHD | STOR 162243 | GERMANY |  | B.BRAUN MEDICAL SUPPLIES SDN BHD |  |  | 0 | 0 | 0 | 0 |  |  |  |  | 2018-09-03 | KPJ Ipoh Specialist Hospital | 1 | [12 empty] | 2025-03-01 | 2026-03-01 | bar: MAR
391 | H07B100391 | 11758 | BEMS | B | - | CDM | C | H07 | BEMS | SIREMOBIL COMPACT L C ARM | SIREMOBIL COMPACT L C ARM | BA | OT | L01 | ISH/BE/00551 | 0 |  | 0 | HOSPITAL | 250000 | 0 | 0 | 0 | 0 | 0 | 0 | 0 | 0 | 0 | 0 |  | 1900-01-01 | 16 | [8 empty] | OT |  |  |  | 0 | 0 | [12 empty] | admin | 2024-12-12 14:25 |  | SIEMENS | COMPACT L | 4215 | OPERATION THEATRE |  |  | 1 | B | 1 |  | SIEMENS (M) SDN BHD | SIEMENS (M) SDN BHD |  | GERMANY |  | SIEMENS HEALTHCARE SDN BHD |  |  | 0 | 0 | 0 | 0 |  |  |  |  | 2008-02-21 | KPJ Ipoh Specialist Hospital
392 | H07B100392 | 11758 | BEMS | B | - | ACT | C | H07 | BEMS | SURGICAL MOBILE C-ARM | SURGICAL MOBILE C-ARM | BA | OT | L01 | ISH/BE/01187 | 0 |  | 0 | HOSPITAL | 305000 | 0 | 0 | 0 | 0 | 0 | 0 | 0 | 0 | 0 | 0 | 2016-08-01 | 1900-01-01 | 10 | [8 empty] | OT |  |  |  | 0 | 0 | [12 empty] | admin | 2024-12-12 14:25 |  | SHIMADZU | OPESCOPE ACTENO | 41D6D8346001 | OPERATION THEATRE |  |  | 1 | B | 1 |  | SHIMADZU (ASIA PACIFIC) PTE.LTD | SHIMADZU (ASIA PACIFIC) PTE.LTD | STOR 114310 | JAPAN |  | SHIMADZU (ASIA PACIFIC) PTE.LTD |  |  | 0 | 0 | 0 | 0 |  |  |  |  | 2014-08-29 | KPJ Ipoh Specialist Hospital | 2 | [12 empty] | 2025-08-01 | 2026-02-01 | bar: FEB; AUG
393 | H07B100393 | 11758 | BEMS | B | - | ACT | C | H07 | BEMS | SURGICAL MOBILE C-ARM | SURGICAL MOBILE C-ARM | BA | OT | L01 | ISH/BE/01641 | 0 |  | 0 | HOSPITAL | 363000 | 0 | 0 | 0 | 0 | 0 | 0 | 0 | 0 | 0 | 0 | 2023-02-01 | 1900-01-01 | 3 | [8 empty] | OT |  |  |  | 0 | 0 | [12 empty] | admin | 2024-12-12 14:25 |  | SIEMENS | CIOS CONNECT | 21532 | OPERATION THEATRE |  |  | 1 | B | 1 |  | SIEMENS (M) SDN BHD | SIEMENS (M) SDN BHD |  | GERMANY |  | SIEMENS HEALTHCARE SDN BHD |  |  | 0 | 0 | 0 | 0 |  |  |  |  | 2021-05-02 | KPJ Ipoh Specialist Hospital | 2 | [12 empty] | 2025-12-01 | 2026-06-01 | bar: JUN; DEC
394 | H07B100394 | 17954 | BEMS | B | - | ACT | C | H07 | BEMS | HIGH PRESSURE DRILL | HIGH PRESSURE DRILL | BA | OT | L01 | ISH/BE/01115 | 0 |  | 0 | HOSPITAL | 92920 | 0 | 0 | 0 | 0 | 0 | 0 | 0 | 0 | 0 | 0 | 2014-08-01 | 1900-01-01 | 11 | [8 empty] | OT |  |  |  | 0 | 0 | [12 empty] | admin | 2024-12-12 14:25 |  | CONMED LINVATEC | E9000 | 2012-1195 | OPERATION THEATRE |  |  | 1 | B | 1 |  | ICON MEDIC SDN BHD | ICON MEDIC SDN BHD | STOR 105651 (FA) | USA |  | PRICIP ENGINEERING |  |  | 0 | 0 | 0 | 0 |  |  |  |  | 2013-08-14 | KPJ Ipoh Specialist Hospital | 1 | [12 empty] | 2025-08-01 | 2026-08-01 | bar: AUG
395 | H07B100395 | 17954 | BEMS | B | - | ACT | C | H07 | BEMS | HIGH PRESSURE DRILL | HIGH PRESSURE DRILL | BA | OT | L01 | ISH/BE/01179 | 0 |  | 0 | HOSPITAL | 25000 | 0 | 0 | 0 | 0 | 0 | 0 | 0 | 0 | 0 | 0 | 2015-08-01 | 1900-01-01 | 10 | [8 empty] | OT |  |  |  | 0 | 0 | [12 empty] | admin | 2024-12-12 14:25 |  | CONMED LINVATEC | E9000G | 2013-1169 | OPERATION THEATRE |  |  | 1 | B | 1 |  | ICON MEDIC SDN BHD | ICON MEDIC SDN BHD | STOR114995(CS) | USA |  | PRICIP ENGINEERING |  |  | 0 | 0 | 0 | 0 |  |  |  |  | 2014-08-18 | KPJ Ipoh Specialist Hospital | 1 | [12 empty] | 2025-08-01 | 2026-08-01 | bar: AUG
396 | H07B100396 | - | BEMS | B | - | ACT | N | H07 | BEMS | POP CUTTER | POP CUTTER | BA | OT | L01 | ISH/BE/00607 | 0 |  | 0 | HOSPITAL | 18000 | 0 | 0 | 0 | 0 | 0 | 0 | 0 | 0 | 0 | 0 |  | 1900-01-01 | 24 | [8 empty] | OT |  |  |  | 0 | 0 | [12 empty] | admin | 2024-12-12 14:25 |  | DESOUTTER | CCS | 974104917 | OPERATION THEATRE |  |  | 1 | B | 1 |  | CW MEDICAL SDN BHD | CW MEDICAL SDN BHD |  | GERMANY |  | PRINCIP ENGINEERING |  |  | 0 | 0 | 0 | 0 |  |  |  |  | 2000-01-01 | KPJ Ipoh Specialist Hospital | 1 | [12 empty] | 2025-10-01 | 2026-10-01 | bar: OCT
397 | H07B100397 | 10969 | BEMS | B | - | ACT | C | H07 | BEMS | FLOWTRON | FLOWTRON | BA | OT | L01 | ISH/BE/00651 | 0 |  | 0 | HOSPITAL | 500 | 0 | 0 | 0 | 0 | 0 | 0 | 0 | 0 | 0 | 0 |  | 1900-01-01 | 24 | [8 empty] | OT |  |  |  | 0 | 0 | [12 empty] | admin | 2024-12-12 14:25 |  | HUNTLEIGH | FLOWTRON | EX3009949 | OPERATION THEATRE |  |  | 1 | B | 1 |  | HUNTLEIGH HEALTHCARE LTD | HUNTLEIGH HEALTHCARE LTD |  | USA |  | PRINCIP ENGINEERING |  |  | 0 | 0 | 0 | 0 |  |  |  |  | 2000-01-01 | KPJ Ipoh Specialist Hospital | 1 | [12 empty] | 2025-07-01 | 2026-07-01 | bar: JUL
398 | H07B100398 | 12521 | BEMS | B | - | ACT | C | H07 | BEMS | IC HAND MAGNET | IC HAND MAGNET | BA | OT | L01 | ISH/BE/00688 | 0 |  | 0 | HOSPITAL | 0 | 0 | 0 | 0 | 0 | 0 | 0 | 0 | 0 | 0 | 0 |  | 1900-01-01 | 29 | [8 empty] | OT |  |  |  | 0 | 0 | [12 empty] | admin | 2024-12-12 14:25 |  | HM | HM-182 | 604 | OPERATION THEATRE |  |  | 1 | B | 1 |  | N/A | N/A |  | USA |  | MED IMAG ENTERPRISE |  |  | 0 | 0 | 0 | 0 | [5 empty] | KPJ Ipoh Specialist Hospital | 1 | [12 empty] | 2025-07-01 | 2026-07-01 | bar: JUL
399 | H07B100399 | - | BEMS | B | - | ACT | C | H07 | BEMS | INTERGRATED POWER CONSOLE | INTERGRATED POWER CONSOLE | BA | OT | L01 | ISH/BE/00731 | 0 |  | 0 | HOSPITAL | 145000 | 0 | 0 | 0 | 0 | 0 | 0 | 0 | 0 | 0 | 0 | 2011-01-01 | 1900-01-01 | 14 | [8 empty] | OT |  |  |  | 0 | 0 | [12 empty] | admin | 2024-12-12 14:25 |  | MEDTRONIC | EC300 | 71785 | OPERATION THEATRE |  |  | 1 | B | 1 |  | HUMEDICAL (M) SDN BHD | HUMEDICAL (M) SDN BHD |  | USA |  | HUMEDICAL (M) SDN BHD |  |  | 0 | 0 | 0 | 0 |  |  |  |  | 2010-05-01 | KPJ Ipoh Specialist Hospital | 1 | [12 empty] | 2025-04-01 | 2026-04-01 | bar: APR
400 | H07B100400 | - | BEMS | B | - | ACT | C | H07 | BEMS | INTERGRATED POWER CONSOLE | INTERGRATED POWER CONSOLE | BA | OT | L01 | ISH/BE/01323 | 0 |  | 0 | HOSPITAL | 95000 | 0 | 0 | 0 | 0 | 0 | 0 | 0 | 0 | 0 | 0 | 2016-12-01 | 1900-01-01 | 9 | [8 empty] | OT |  |  |  | 0 | 0 | [12 empty] | admin | 2024-12-12 14:25 |  | MEDTRONIC | EC300 | NTC62447 | OPERATION THEATRE |  |  | 1 | B | 1 |  | HUMEDICAL (M) SDN BHD | HUMEDICAL (M) SDN BHD |  | USA |  | HUMEDICAL (M) SDN BHD |  |  | 0 | 0 | 0 | 0 |  |  |  |  | 2015-12-21 | KPJ Ipoh Specialist Hospital | 1 | [12 empty] | 2025-04-01 | 2026-04-01 | bar: APR
401 | H07B100401 | - | BEMS | B | - | ACT | C | H07 | BEMS | ELECTRICAL SPHYGMOMANOMETER | ELECTRICAL SPHYGMOMANOMETER | BA | OT | L01 | ISH/BE/00870 | 0 |  | 0 | HOSPITAL | 220 | 0 | 0 | 0 | 0 | 0 | 0 | 0 | 0 | 0 | 0 | 2011-07-01 | 1900-01-01 | 14 | [8 empty] | OT |  |  |  | 0 | 0 | [12 empty] | admin | 2024-12-12 14:25 |  | ELEPHANT | DXJ-210 | J2101007311 | OPERATION THEATRE |  |  | 1 | B | 1 |  | BEC ENGINEERING SDN BHD | BEC ENGINEERING SDN BHD |  | CHINA |  | BEMS ISH |  |  | 0 | 0 | 0 | 0 |  |  |  |  | 2010-07-25 | KPJ Ipoh Specialist Hospital | 1 | [12 empty] | 2025-08-01 | 2026-08-01 | bar: AUG
402 | H07B100402 | - | BEMS | B | - | ACT | C | H07 | BEMS | MORCELLATOR | MORCELLATOR | BA | OT | L01 | ISH/BE/01032 | 0 |  | 0 | HOSPITAL | 54083.5 | 0 | 0 | 0 | 0 | 0 | 0 | 0 | 0 | 0 | 0 | 2013-12-01 | 1900-01-01 | 13 | [8 empty] | OT |  |  |  | 0 | 0 | [12 empty] | admin | 2024-12-12 14:25 |  | KARL STORZ | 207111201 | XY4423 | OPERATION THEATRE |  |  | 1 | B | 1 |  | SUP100049 | UMMI SURGICAL SDN BHD | STOR 92159 (FA) | GERMANY |  | UMMI SURGICAL SDN BHD |  |  | 0 | 0 | 0 | 0 |  |  |  |  | 2011-12-23 | KPJ Ipoh Specialist Hospital | 1 | [12 empty] | 2025-04-01 | 2026-04-01 | bar: APR
403 | H07B100403 | 17116 | BEMS | B | - | ACT | C | H07 | BEMS | DEFIBRILLATORS | DEFIBRILLATORS | BA | OT | L01 | ISH/BE/01067 | 0 |  | 0 | HOSPITAL | 19000 | 0 | 0 | 0 | 0 | 0 | 0 | 0 | 0 | 0 | 0 | 2013-11-01 | 1900-01-01 | 12 | [8 empty] | OT |  |  |  | 0 | 0 | [12 empty] | admin | 2024-12-12 14:25 |  | PHILIPS | HEARTSTART XL + | USN1100585 | OPERATION THEATRE |  |  | 1 | B | 1 |  | UWC HEALTHCARE SDN BHD | UWC HEALTHCARE SDN BHD | STOR 99541 (FA) | GERMANY |  | PRINCIP ENGINEERING |  |  | 0 | 0 | 0 | 0 |  |  |  |  | 2012-08-11 | KPJ Ipoh Specialist Hospital | 2 | [12 empty] | 2025-09-01 | 2026-03-01 | bar: MAR; SEP
404 | H07B100404 | 18049 | BEMS | B | - | ACT | C | H07 | BEMS | HARMONIC SCALPEL | HARMONIC SCALPEL | BA | OT | L01 | ISH/BE/01070 | 0 |  | 0 | HOSPITAL | 200000 | 0 | 0 | 0 | 0 | 0 | 0 | 0 | 0 | 0 | 0 | 2014-12-01 | 1900-01-01 | 12 | [8 empty] | OT |  |  |  | 0 | 0 | [12 empty] | admin | 2024-12-12 14:25 |  | ETHICON ENDO-SURGERY | GEN 11 | 1111217627 | OPERATION THEATRE |  |  | 1 | B | 1 |  | JOHNSON&JOHNSON (M) SDN BHD | JOHNSON&JOHNSON (M) SDN BHD | STOR 101242 (FA) | GERMANY |  | CE MEDICAL SDN BHD |  |  | 0 | 0 | 0 | 0 |  |  |  |  | 2012-12-13 | KPJ Ipoh Specialist Hospital | 1 | [12 empty] | 2025-04-01 | 2026-04-01 | bar: APR
405 | H07B100405 | 18049 | BEMS | B | - | ACT | C | H07 | BEMS | HARMONIC SCALPEL | HARMONIC SCALPEL | BA | OT | L01 | ISH/BE/01134 | 0 |  | 0 | HOSPITAL | 169500 | 0 | 0 | 0 | 0 | 0 | 0 | 0 | 0 | 0 | 0 | 2015-12-01 | 1900-01-01 | 11 | [8 empty] | OT |  |  |  | 0 | 0 | [12 empty] | admin | 2024-12-12 14:25 |  | ETHICON ENDO-SURGERY | GEN 11 | 1111226533 | OPERATION THEATRE |  |  | 1 | B | 1 |  | JOHNSON&JOHNSON (M) SDN BHD | JOHNSON&JOHNSON (M) SDN BHD | STOR 110375 (FA) | GERMANY |  | CE MEDICAL SDN BHD |  |  | 0 | 0 | 0 | 0 |  |  |  |  | 2013-12-24 | KPJ Ipoh Specialist Hospital | 1 | [12 empty] | 2025-04-01 | 2026-04-01 | bar: APR
406 | H07B100406 | - | BEMS | B | - | ACT | C | H07 | BEMS | AUTOCLAVE | AUTOCLAVE | BA | OT CSSD | L01 | ISH/BE/00626 | 0 |  | 0 | HOSPITAL | 36200 | 0 | 0 | 0 | 0 | 0 | 0 | 0 | 0 | 0 | 0 |  | 1900-01-01 | 24 | [8 empty] | OT CSSD |  |  |  | 0 | 0 | [12 empty] | admin | 2024-12-12 14:25 |  | ESCHMANN | SES 2000 | LSEB-7J-0451 |  |  |  | 1 | B | 1 |  | ANTAH SRI RADIN SDN BHD | ANTAH SRI RADIN SDN BHD |  | UK |  | ANTAH SRI RADIN SDN BHD |  |  | 0 | 0 | 0 | 0 |  |  |  |  | 2000-06-27 | KPJ Ipoh Specialist Hospital | 2 | [12 empty] | 2025-07-01 | 2026-01-01 | bar: JAN; JUL
407 | H07B100407 | 13360 | BEMS | B | - | CDM | C | H07 | BEMS | RESUSCITAITORS | RESUSCITAITORS | BA | OT | L01 | ISH/BE/01084 | 0 |  | 0 | HOSPITAL | 29000 | 0 | 0 | 0 | 0 | 0 | 0 | 0 | 0 | 0 | 0 | 2014-04-01 | 1900-01-01 | 11 | [8 empty] | OT |  |  |  | 0 | 0 | [12 empty] | admin | 2024-12-12 14:25 |  | DRAGER | RESUSCITAIRE RW 82 | GU06085 | OPERATION THEATRE |  |  | 1 | B | 1 |  | DRAGER MEDICAL S.E.A. PTE LTD | DRAGER MEDICAL S.E.A. PTE LTD | STOR 102769 | GERMANY |  | DREAGER MEDICAL S.E.A PTE LTD |  |  | 0 | 0 | 0 | 0 |  |  |  |  | 2013-04-23 | KPJ Ipoh Specialist Hospital | 2 | [12 empty] | 2025-12-01 | 2026-06-01 | bar: JAN to DEC
408 | H07B100408 | 16331 | BEMS | B | - | ACT | C | H07 | BEMS | INTUBATION FIBERSCOPE | INTUBATION FIBERSCOPE | BA | OT | L01 | ISH/BE/01175 | 0 |  | 0 | HOSPITAL | 30000 | 0 | 0 | 0 | 0 | 0 | 0 | 0 | 0 | 0 | 0 | 2015-07-01 | 1900-01-01 | 10 | [8 empty] | OT |  |  |  | 0 | 0 | [12 empty] | admin | 2024-12-12 14:25 |  | KARL STORZ | 11308BD2 | 2172758 | OPERATION THEATRE |  |  | 1 | B | 1 |  | SUP100049 | UMMI SURGICAL SDN BHD | STOR 113798(FA) | GERMANY |  | UMMI SURGICAL SDN BHD |  |  | 0 | 0 | 0 | 0 |  |  |  |  | 2014-07-10 | KPJ Ipoh Specialist Hospital | 1 | [12 empty] | 2025-03-01 | 2026-03-01 | bar: MAR
409 | H07B100409 | 15786 | BEMS | B | - | ACT | C | H07 | BEMS | SEALING MACHINE | SEALING MACHINE | BA | OT CSSD | L01 | ISH/BE/01185 | 0 |  | 0 | HOSPITAL | 21000 | 0 | 0 | 0 | 0 | 0 | 0 | 0 | 0 | 0 | 0 | 2015-05-01 | 1900-01-01 | 10 | [8 empty] | OT CSSD |  |  |  | 0 | 0 | [12 empty] | admin | 2024-12-12 14:25 |  | FAMOS | F110D TYVEK | 30140440 |  |  |  | 1 | B | 1 |  | PALL THAI TRADING | PALL THAI TRADING |  | USA |  | PRINCIP ENGINEERING |  |  | 0 | 0 | 0 | 0 |  |  |  |  | 2014-05-30 | KPJ Ipoh Specialist Hospital | 1 | [12 empty] | 2025-08-01 | 2026-08-01 | bar: AUG
410 | H07B100410 | 15786 | BEMS | B | - | ACT | C | H07 | BEMS | SEALING MACHINE | SEALING MACHINE | BA | OT CSSD | L01 | ISH/BE/01165 | 0 |  | 0 | HOSPITAL | 16000 | 0 | 0 | 0 | 0 | 0 | 0 | 0 | 0 | 0 | 0 | 2015-05-01 | 1900-01-01 | 10 | [8 empty] | OT CSSD |  |  |  | 0 | 0 | [12 empty] | admin | 2024-12-12 14:25 |  | FAMOS | F110D TYVEK | 30140438 |  |  |  | 1 | B | 1 |  | PALL THAI TRADING | PALL THAI TRADING |  | USA |  | PRINCIP ENGINEERING |  |  | 0 | 0 | 0 | 0 |  |  |  |  | 2014-04-30 | KPJ Ipoh Specialist Hospital | 1 | [12 empty] | 2025-08-01 | 2026-08-01 | bar: AUG
411 | H07B100411 | 10447 | BEMS | B | - | ACT | C | H07 | BEMS | BLOOD WARMER | BLOOD WARMER | BA | OT | L01 | ISH/BE/01324 | 0 |  | 0 | HOSPITAL | 11300 | 0 | 0 | 0 | 0 | 0 | 0 | 0 | 0 | 0 | 0 | 2017-12-01 | 1900-01-01 | 8 | [8 empty] | OT |  |  |  | 0 | 0 | [12 empty] | admin | 2024-12-12 14:25 |  | STIHLER | ASTOFLOW PLUS ECO | E01429 | OPERATION THEATRE |  |  | 1 | B | 1 |  | GEMILANG ASIA TECHNOLOGY | GEMILANG ASIA TECHNOLOGY | STOR 1255909(FA) | GERMANY |  | GEMILANG ASIA TECHNOLOGY |  |  | 0 | 0 | 0 | 0 |  |  |  |  | 2015-12-22 | KPJ Ipoh Specialist Hospital | 2 | [12 empty] | 2025-10-01 | 2026-04-01 | bar: APR; OCT
412 | H07B100412 | 10447 | BEMS | B | - | ACT | C | H07 | BEMS | BLOOD WARMER | BLOOD WARMER | BA | OT | L01 | ISH/BE/01325 | 0 |  | 0 | HOSPITAL | 11300 | 0 | 0 | 0 | 0 | 0 | 0 | 0 | 0 | 0 | 0 | 2017-12-01 | 1900-01-01 | 8 | [8 empty] | OT |  |  |  | 0 | 0 | [12 empty] | admin | 2024-12-12 14:25 |  | STIHLER | ASTOFLOW PLUS ECO | E01430 | OPERATION THEATRE |  |  | 1 | B | 1 |  | GEMILANG ASIA TECHNOLOGY | GEMILANG ASIA TECHNOLOGY | STOR 1255909(FA) | GERMANY |  | GEMILANG ASIA TECHNOLOGY |  |  | 0 | 0 | 0 | 0 |  |  |  |  | 2015-12-22 | KPJ Ipoh Specialist Hospital | 2 | [12 empty] | 2025-10-01 | 2026-04-01 | bar: APR; OCT
413 | H07B100413 | 10447 | BEMS | B | - | ACT | C | H07 | BEMS | BLOOD WARMER | BLOOD WARMER | BA | OT | L01 | ISH/BE/01493 | 0 |  | 0 | HOSPITAL | 11300 | 0 | 0 | 0 | 0 | 0 | 0 | 0 | 0 | 0 | 0 | 2018-11-01 | 1900-01-01 | 8 | [8 empty] | OT |  |  |  | 0 | 0 | [12 empty] | admin | 2024-12-12 14:25 |  | STIHLER | ASTOFLOW PLUS ECO | E02087 | OPERATION THEATRE |  |  | 1 | B | 1 |  | GEMILANG ASIA TECHNOLOGY | GEMILANG ASIA TECHNOLOGY | STOR 136798(FA) | GERMANY |  | GEMILANG ASIA TECHNOLOGY |  |  | 0 | 0 | 0 | 0 |  |  |  |  | 2016-11-02 | KPJ Ipoh Specialist Hospital | 2 | [12 empty] | 2025-10-01 | 2026-04-01 | bar: APR; OCT
414 | H07B100414 | 10447 | BEMS | B | - | ACT | C | H07 | BEMS | BLOOD WARMER | BLOOD WARMER | BA | OT | L01 | ISH/BE/01494 | 0 |  | 0 | HOSPITAL | 11300 | 0 | 0 | 0 | 0 | 0 | 0 | 0 | 0 | 0 | 0 | 2018-11-01 | 1900-01-01 | 8 | [8 empty] | OT |  |  |  | 0 | 0 | [12 empty] | admin | 2024-12-12 14:25 |  | STIHLER | ASTOFLOW PLUS ECO | E02088 | OPERATION THEATRE |  |  | 1 | B | 1 |  | GEMILANG ASIA TECHNOLOGY | GEMILANG ASIA TECHNOLOGY | STOR 136798(FA) | GERMANY |  | GEMILANG ASIA TECHNOLOGY |  |  | 0 | 0 | 0 | 0 |  |  |  |  | 2016-11-02 | KPJ Ipoh Specialist Hospital | 2 | [12 empty] | 2025-10-01 | 2026-04-01 | bar: APR; OCT
415 | H07B100415 | 15076 | BEMS | B | - | ACT | C | H07 | BEMS | VIDEO LARYNGOSCOPE | VIDEO LARYNGOSCOPE | BA | OT | L01 | ISH/BE/01410 | 0 |  | 0 | HOSPITAL | 90692.7 | 0 | 0 | 0 | 0 | 0 | 0 | 0 | 0 | 0 | 0 | 2017-05-01 | 1900-01-01 | 8 | [8 empty] | OT |  |  |  | 0 | 0 | [12 empty] | admin | 2024-12-12 14:25 |  | KARL STORZ | C-MAC 8403 ZX | YU 7463 | OPERATION THEATRE |  |  | 1 | B | 1 |  | SUP100049 | UMMI SURGICAL SDN BHD | STOR 130573 (FA) | GERMANY |  | UMMI SURGICAL SDN BHD |  |  | 0 | 0 | 0 | 0 |  |  |  |  | 2016-05-23 | KPJ Ipoh Specialist Hospital | 2 | [12 empty] | 2025-09-01 | 2026-03-01 | bar: MAR; SEP
416 | H07B100416 | 17203 | BEMS | B | - | ACT | C | H07 | BEMS | ULTRASOUND SYSTEM | ULTRASOUND SYSTEM | BA | OT | L01 | ISH/BE/01491 | 0 |  | 0 | HOSPITAL | 212000 | 0 | 0 | 0 | 0 | 0 | 0 | 0 | 0 | 0 | 0 | 2017-10-01 | 1900-01-01 | 8 | [8 empty] | OT |  |  |  | 0 | 0 | [12 empty] | admin | 2024-12-12 14:25 |  | BK MEDICAL | FLEX FOCUS 700 | 1907506 | OPERATION THEATRE |  |  | 1 | B | 1 |  | SUP100019 | MEDI-LIFE (M) SDN BHD | STOR 135598(FA) | GERMANY |  | MEDI-LIFE (M) SDN BHD |  |  | 0 | 0 | 0 | 0 |  |  |  |  | 2016-10-10 | KPJ Ipoh Specialist Hospital | 2 | [12 empty] | 2025-10-01 | 2026-04-01 | bar: APR; OCT
417 | H07B100417 | - | BEMS | B | - | ACT | C | H07 | BEMS | AUTOCLAVE | AUTOCLAVE | BA | OT CSSD | L01 | ISH/BE/01509 | 0 |  | 0 | HOSPITAL | 350000 | 0 | 0 | 0 | 0 | 0 | 0 | 0 | 0 | 0 | 0 | 2020-02-01 | 1900-01-01 | 7 | [8 empty] | OT CSSD |  |  |  | 0 | 0 | [12 empty] | admin | 2024-12-12 14:25 |  | STERRAD | 100NX | 1043160460 |  |  |  | 1 | B | 1 |  | JOHNSON&JOHNSON (M) SDN BHD | JOHNSON&JOHNSON (M) SDN BHD | STOR 138147 (FA) | USA |  | RAPHA MEDICAL SDN BHD |  |  | 0 | 0 | 0 | 0 |  |  |  |  | 2017-02-06 | KPJ Ipoh Specialist Hospital | 2 | [12 empty] | 2025-12-01 | 2026-06-01 | bar: JUN; DEC
418 | H07B100418 | 16942 | BEMS | B | - | ACT | C | H07 | BEMS | SURGICAL CO2 LASER | SURGICAL CO2 LASER | BA | OT | L01 | ISH/BE/01517 | 0 |  | 0 | HOSPITAL | 29000 | 0 | 0 | 0 | 0 | 0 | 0 | 0 | 0 | 0 | 0 | 2017-11-01 | 1900-01-01 | 7 | [8 empty] | OT |  |  |  | 0 | 0 | [12 empty] | admin | 2024-12-12 14:25 |  | UTI | 1000 NAIN | 4976 | OPERATION THEATRE |  |  | 1 | B | 1 |  | JOVIN MEDIC TRADING | JOVIN MEDIC TRADING | STOR 143046 (FA) | KOREA |  | JOVIN MEDIC TRADING |  |  | 0 | 0 | 0 | 0 |  |  |  |  | 2017-05-05 | KPJ Ipoh Specialist Hospital | 1 | [12 empty] | 2025-04-01 | 2026-04-01 | bar: APR
419 | H07B100419 | 17954 | BEMS | B | - | ACT | C | H07 | BEMS | ELECTRICAL POWER DRILL | ELECTRICAL POWER DRILL | BA | OT | L01 | ISH/BE/01567 | 0 |  | 0 | HOSPITAL | 89187.84 | 0 | 0 | 0 | 0 | 0 | 0 | 0 | 0 | 0 | 0 | 2020-02-01 | 1900-01-01 | 6 | [8 empty] | OT |  |  |  | 0 | 0 | [12 empty] | admin | 2024-12-12 14:25 |  | SYNTHES | COLIBRI II | 10473 | OPERATION THEATRE |  |  | 1 | B | 1 |  | JOHNSON&JOHNSON (M) SDN BHD | JOHNSON&JOHNSON (M) SDN BHD | STOR 154291 (FA) | SWITZERLAND |  | BEMS ISH |  |  | 0 | 0 | 0 | 0 |  |  |  |  | 2018-02-22 | KPJ Ipoh Specialist Hospital | 1 | [12 empty] | 2025-04-01 | 2026-04-01 | bar: APR
420 | H07B100420 | 17144 | BEMS | B | - | ACT | C | H07 | BEMS | CYCTOSCOPE | CYCTOSCOPE | BA | OT | L01 | ISH/BE/01554 | 0 |  | 0 | HOSPITAL | 33900 | 0 | 0 | 0 | 0 | 0 | 0 | 0 | 0 | 0 | 0 | 2018-11-01 | 1900-01-01 | 7 | [8 empty] | OT |  |  |  | 0 | 0 | [12 empty] | admin | 2024-12-12 14:25 |  | OLYMPUS | CYF-V2 | 2922144 | OPERATION THEATRE |  |  | 1 | B | 1 |  | JIMHANS MEDICAL SDN BHD | JIMHANS MEDICAL SDN BHD | STOR 149569 (FA) | JAPAN |  | BEMS ISH |  |  | 0 | 0 | 0 | 0 |  |  |  |  | 2017-11-27 | KPJ Ipoh Specialist Hospital | 1 | [12 empty] | 2025-04-01 | 2026-04-01 | bar: APR
421 | H07B100421 | 17954 | BEMS | B | - | ACT | C | H07 | BEMS | ELECTRICAL POWER DRILL | ELECTRICAL POWER DRILL | BA | OT | L01 | ISH/BE/01574 | 0 |  | 0 | HOSPITAL | 38895 | 0 | 0 | 0 | 0 | 0 | 0 | 0 | 0 | 0 | 0 | 2020-07-01 | 1900-01-01 | 6 | [8 empty] | OT |  |  |  | 0 | 0 | [12 empty] | admin | 2024-12-12 14:25 |  | SYNTHES | COLIBRI II | 11466 | OPERATION THEATRE |  |  | 1 | B | 1 |  | JOHNSON&JOHNSON (M) SDN BHD | JOHNSON&JOHNSON (M) SDN BHD |  | SWITZERLAND |  | BEMS ISH |  |  | 0 | 0 | 0 | 0 |  |  |  |  | 2018-07-13 | KPJ Ipoh Specialist Hospital | 1 | [12 empty] | 2025-04-01 | 2026-04-01 | bar: APR
422 | H07B100422 | 16944 | BEMS | B | - | ACT | C | H07 | BEMS | PHACO MACHINE | PHACO MACHINE | BA | OT | L01 | ISH/BE/01598 | 0 |  | 0 | HOSPITAL | 500000 | 0 | 0 | 0 | 0 | 0 | 0 | 0 | 0 | 0 | 0 | 2016-01-01 | 1900-01-01 | 10 | [8 empty] | OT |  |  |  | 0 | 0 | [12 empty] | admin | 2024-12-12 14:25 |  | ALCON | CONSTELLATION | 1401867401X | OPERATION THEATRE |  |  | 1 | B | 1 |  | ALCON LABORATORY SDN BHD | ALCON LABORATORY SDN BHD |  | USA |  | ALCON LABORATORY SDN BHD |  |  | 0 | 0 | 0 | 0 |  |  |  |  | 2014-01-01 | KPJ Ipoh Specialist Hospital | 2 | [12 empty] | 2025-07-01 | 2026-01-01 | bar: JAN; JUL
423 | H07B100423 | 18049 | BEMS | B | - | ACT | C | H07 | BEMS | BONE SCALPEL ULTRASOUND SYSTEM | BONE SCALPEL ULTRASOUND SYSTEM | BA | OT | L01 | ISH/BE/01610 | 0 |  | 0 | HOSPITAL | 230000 | 0 | 0 | 0 | 0 | 0 | 0 | 0 | 0 | 0 | 0 | 2022-03-01 | 1900-01-01 | 4 | [8 empty] | OT |  |  |  | 0 | 0 | [12 empty] | admin | 2024-12-12 14:25 |  | MISONIX | BONESCALPEL | bc-1126-2015 | OPERATION THEATRE |  |  | 1 | B | 1 |  | HUMEDICAL SDN BHD | HUMEDICAL SDN BHD | STOR178980 | USA |  | HUMEDICAL (M) SDN BHD |  |  | 0 | 0 | 0 | 0 |  |  |  |  | 2020-02-03 | KPJ Ipoh Specialist Hospital | 1 | [12 empty] | 2025-04-01 | 2026-04-01 | bar: APR
424 | H07B100424 | - | BEMS | B | - | ACT | C | H07 | BEMS | CORE 2 POWERED INSTRUMENTS DRIVER | CORE 2 POWERED INSTRUMENTS DRIVER | BA | OT | L01 | ISH/BE/01687 | 0 |  | 0 | HOSPITAL | 36000 | 0 | 0 | 0 | 0 | 0 | 0 | 0 | 0 | 0 | 0 | 2022-07-23 | 1900-01-01 | 2 | [8 empty] | OT |  |  |  | 0 | 0 | [12 empty] | admin | 2024-12-12 14:25 |  | STRYKER | 5400-052-000 | 2214300359 | OPERATION THEATRE |  |  | 1 | B | 1 |  | STRYKER CORPORATION (M) SDN BHD | STRYKER CORPORATION (M) SDN BHD | STOR198244 | USA |  | STRYKER CORPORATION (M) SDN BHD |  |  | 0 | 0 | 0 | 0 |  |  |  |  | 2022-06-07 | KPJ Ipoh Specialist Hospital | 2 | [12 empty] | 2025-07-01 | 2026-01-01 | bar: JAN; JUL
425 | H07B100425 | 10414 | BEMS | B | - | ACT | C | H07 | BEMS | WARMING SYSTEM | WARMING SYSTEM | BA | OT | L01 | ISH/BE/01704 | 0 |  | 0 | HOSPITAL | 8500 | 0 | 0 | 0 | 0 | 0 | 0 | 0 | 0 | 0 | 0 | 2023-08-17 | 1900-01-01 | 2 | [8 empty] | OT |  |  |  | 0 | 0 | [12 empty] | admin | 2024-12-12 14:25 |  | CSZ | WARM AIR 135 | 222-13518261 | OPERATION THEATRE |  |  | 1 | B | 1 |  | SUP100016 | INSAN BAKTI SDN BHD | STOR204568 | USA |  | INSAN BAKTI SDN BHD |  |  | 0 | 0 | 0 | 0 |  |  |  |  | 2022-08-18 | KPJ Ipoh Specialist Hospital | 1 | [12 empty] | 2025-06-01 | 2026-06-01 | bar: JUN
426 | H07B100426 | 10414 | BEMS | B | - | ACT | C | H07 | BEMS | WARMING SYSTEM | WARMING SYSTEM | BA | OT | L01 | ISH/BE/01705 | 0 |  | 0 | HOSPITAL | 8500 | 0 | 0 | 0 | 0 | 0 | 0 | 0 | 0 | 0 | 0 | 2023-08-17 | 1900-01-01 | 2 | [8 empty] | OT |  |  |  | 0 | 0 | [12 empty] | admin | 2024-12-12 14:25 |  | CSZ | WARM AIR 135 | 222-13518318 | OPERATION THEATRE |  |  | 1 | B | 1 |  | SUP100016 | INSAN BAKTI SDN BHD | STOR204568 | USA |  | INSAN BAKTI SDN BHD |  |  | 0 | 0 | 0 | 0 |  |  |  |  | 2022-08-19 | KPJ Ipoh Specialist Hospital | 1 | [12 empty] | 2025-08-01 | 2026-08-01 | bar: AUG
427 | H07B100427 | 10414 | BEMS | B | - | ACT | C | H07 | BEMS | WARMING SYSTEM | WARMING SYSTEM | BA | OT | L01 | ISH/BE/01706 | 0 |  | 0 | HOSPITAL | 8500 | 0 | 0 | 0 | 0 | 0 | 0 | 0 | 0 | 0 | 0 | 2023-08-17 | 1900-01-01 | 2 | [8 empty] | OT |  |  |  | 0 | 0 | [12 empty] | admin | 2024-12-12 14:25 |  | CSZ | WARM AIR 135 | 222-13518322 | OPERATION THEATRE |  |  | 1 | B | 1 |  | SUP100016 | INSAN BAKTI SDN BHD | STOR204568 | USA |  | INSAN BAKTI SDN BHD |  |  | 0 | 0 | 0 | 0 |  |  |  |  | 2022-08-20 | KPJ Ipoh Specialist Hospital | 1 | [12 empty] | 2025-08-01 | 2026-08-01 | bar: AUG
428 | H07B100428 | 13217 | BEMS | B | - | ACT | C | H07 | BEMS | SYRINGE PUMP | SYRINGE PUMP | BA | OT | L01 | ISH/BE/01715 | 0 |  | 0 | HOSPITAL | 3450 | 0 | 0 | 0 | 0 | 0 | 0 | 0 | 0 | 0 | 0 | 2024-08-01 | 1900-01-01 | 2 | [8 empty] | OT |  |  |  | 0 | 0 | [12 empty] | admin | 2024-12-12 14:25 |  | TERUMO | TE*SS730N02 | 2109012246 | OPERATION THEATRE |  |  | 1 | B | 1 |  | SUMMIT COMPANY (M) SDN BHD | SUMMIT COMPANY (M) SDN BHD | STOR 204569 | JAPAN |  | PRINCIP ENGINEERING |  |  | 0 | 0 | 0 | 0 |  |  |  |  | 2022-08-30 | KPJ Ipoh Specialist Hospital | 1 | [12 empty] | 2025-01-01 | 2026-01-01 | bar: JAN
429 | H07B100429 | 18076 | BEMS | B | - | ACT | C | H07 | BEMS | OXYGEN BLENDER | OXYGEN BLENDER | BA | OT | L01 | ISH/BE/01732 | 0 |  | 0 | HOSPITAL | 6894 | 0 | 0 | 0 | 0 | 0 | 0 | 0 | 0 | 0 | 0 | 2023-12-01 | 1900-01-01 | 2 | [8 empty] | OT |  |  |  | 0 | 0 | [12 empty] | admin | 2024-12-12 14:25 |  | BIOMED DEVICES | BLENDER O2 | BX2256998 | OPERATION THEATRE |  |  | 1 | B | 1 |  | SUP100023 | DAYA CERGAS (M) SDN BHD | STOR 208162 (FA) | USA |  | DAYA CERGAS (M) SDN BHD |  |  | 0 | 0 | 0 | 0 |  |  |  |  | 2022-01-12 | KPJ Ipoh Specialist Hospital | 1 | [12 empty] | 2025-12-01 | 2026-12-01 | bar: DEC
430 | H07B100430 | 12647 | BEMS | B | - | ACT | C | H07 | BEMS | PATIENT MONITOR | PATIENT MONITOR | BA | OT | L01 | ISH/BE/01742 | 0 |  | 0 | HOSPITAL | 14000 | 0 | 0 | 0 | 0 | 0 | 0 | 0 | 0 | 0 | 0 | 2025-12-01 | 1900-01-01 | 2 | [8 empty] | OT |  |  |  | 0 | 0 | [12 empty] | admin | 2024-12-12 14:25 |  | MINDRAY | M1K7B-CTO-S01 (UMEC15) | KR-1A006814 | OPERATION THEATRE |  |  | 1 | B | 1 |  | SCHMIDT BIOMED TECH SDN BHD | SCHMIDT BIOMED TECH SDN BHD | STOR 207470 | CHINA |  | SCHMIDT BIOMEDTECH SDN BHD |  |  | 0 | 0 | 0 | 0 |  |  |  |  | 2022-12-22 | KPJ Ipoh Specialist Hospital | 2 | [12 empty] | 2025-12-01 | 2026-06-01 | bar: JUN; DEC
431 | H07B100431 | 12647 | BEMS | B | - | ACT | C | H07 | BEMS | PATIENT MONITOR | PATIENT MONITOR | BA | OT | L01 | ISH/BE/01743 | 0 |  | 0 | HOSPITAL | 14000 | 0 | 0 | 0 | 0 | 0 | 0 | 0 | 0 | 0 | 0 | 2025-12-01 | 1900-01-01 | 2 | [8 empty] | OT |  |  |  | 0 | 0 | [12 empty] | admin | 2024-12-12 14:25 |  | MINDRAY | M1K7B-CTO-S01 (UMEC15) | KR-1A006815 | OPERATION THEATRE |  |  | 1 | B | 1 |  | SCHMIDT BIOMED TECH SDN BHD | SCHMIDT BIOMED TECH SDN BHD | STOR 208156 | CHINA |  | SCHMIDT BIOMEDTECH SDN BHD |  |  | 0 | 0 | 0 | 0 |  |  |  |  | 2022-12-22 | KPJ Ipoh Specialist Hospital | 2 | [12 empty] | 2025-12-01 | 2026-06-01 | bar: JUN; DEC
432 | H07B100432 | 12647 | BEMS | B | - | ACT | C | H07 | BEMS | PATIENT MONITOR | PATIENT MONITOR | BA | OT | L01 | ISH/BE/01744 | 0 |  | 0 | HOSPITAL | 14000 | 0 | 0 | 0 | 0 | 0 | 0 | 0 | 0 | 0 | 0 | 2025-12-01 | 1900-01-01 | 2 | [8 empty] | OT |  |  |  | 0 | 0 | [12 empty] | admin | 2024-12-12 14:25 |  | MINDRAY | M1K7B-CTO-S01 (UMEC15) | KR-1A006816 | OPERATION THEATRE |  |  | 1 | B | 1 |  | SCHMIDT BIOMED TECH SDN BHD | SCHMIDT BIOMED TECH SDN BHD | STOR 208305 | CHINA |  | SCHMIDT BIOMEDTECH SDN BHD |  |  | 0 | 0 | 0 | 0 |  |  |  |  | 2022-12-22 | KPJ Ipoh Specialist Hospital | 2 | [12 empty] | 2025-12-01 | 2026-06-01 | bar: JUN; DEC
433 | H07B100433 | 10969 | BEMS | B | - | ACT | C | H07 | BEMS | DVT PUMP | DVT PUMP | BA | OT | L01 | ISH/BE/01745 | 0 |  | 0 | HOSPITAL | 8000 | 0 | 0 | 0 | 0 | 0 | 0 | 0 | 0 | 0 | 0 | 2024-12-01 | 1900-01-01 | 2 | [8 empty] | OT |  |  |  | 0 | 0 | [12 empty] | admin | 2024-12-12 14:25 |  | COVIDIEN LLC | KENDALL SCD 700 | V2202198SX | OPERATION THEATRE |  |  | 1 | B | 1 |  | ATALIS HEALTHCARE SDN BHD | ATALIS HEALTHCARE SDN BHD | STOR 206748 | USA |  | SCHMIDT BIOMEDTECH SDN BHD |  |  | 0 | 0 | 0 | 0 |  |  |  |  | 2022-12-23 | KPJ Ipoh Specialist Hospital | 1 | [12 empty] | 2025-12-01 | 2026-12-01 | bar: DEC
434 | H07B100434 | 10969 | BEMS | B | - | ACT | C | H07 | BEMS | DVT PUMP | DVT PUMP | BA | OT | L01 | ISH/BE/01746 | 0 |  | 0 | HOSPITAL | 8000 | 0 | 0 | 0 | 0 | 0 | 0 | 0 | 0 | 0 | 0 | 2024-12-01 | 1900-01-01 | 2 | [8 empty] | OT |  |  |  | 0 | 0 | [12 empty] | admin | 2024-12-12 14:25 |  | COVIDIEN LLC | KENDALL SCD 700 | V2202206SX | OPERATION THEATRE |  |  | 1 | B | 1 |  | ATALIS HEALTHCARE SDN BHD | ATALIS HEALTHCARE SDN BHD | STOR 206748 | USA |  | SCHMIDT BIOMEDTECH SDN BHD |  |  | 0 | 0 | 0 | 0 |  |  |  |  | 2022-12-23 | KPJ Ipoh Specialist Hospital | 1 | [12 empty] | 2025-12-01 | 2026-12-01 | bar: DEC
435 | H07B100435 | - | BEMS | B | - | ACT | C | H07 | BEMS | AUTOCLAVE | AUTOCLAVE | BA | OT CSSD | L01 | ISH/BE/01751 | 0 |  | 0 | HOSPITAL | 18900 | 0 | 0 | 0 | 0 | 0 | 0 | 0 | 0 | 0 | 0 | 2024-01-03 | 1900-01-01 | 1 | [8 empty] | OT CSSD |  |  |  | 0 | 0 | [12 empty] | admin | 2024-12-12 14:25 |  | DENTAL X | AQUARIUS 300B (18L) | AB009171 |  |  |  | 1 | B | 1 |  | ANTAH SRI RADIN SDN BHD | ANTAH SRI RADIN SDN BHD | STOR 206815 | ITALY |  | ANTAH SRI RADIN SDN BHD |  |  | 0 | 0 | 0 | 0 |  |  |  |  | 2023-01-04 | KPJ Ipoh Specialist Hospital | 2 | [12 empty] | 2025-07-01 | 2026-01-01 | bar: JAN; JUL
436 | H07B100436 | 12647 | BEMS | B | - | ACT | C | H07 | BEMS | PATIENT MONITOR | PATIENT MONITOR | BA | OT | L01 | ISH/BE/01755 | 0 |  | 0 | HOSPITAL | 13500 | 0 | 0 | 0 | 0 | 0 | 0 | 0 | 0 | 0 | 0 | 2025-12-01 | 1900-01-01 | 1 | [8 empty] | OT |  |  |  | 0 | 0 | [12 empty] | admin | 2024-12-12 14:25 |  | MINDRAY | M1K7B-CTO-S01 (UMEC15) | KR-1A006822 | OPERATION THEATRE |  |  | 1 | B | 1 |  | SCHMIDT BIOMED TECH SDN BHD | SCHMIDT BIOMED TECH SDN BHD | STOR 208934 | CHINA |  | SCHMIDT BIOMEDTECH SDN BHD |  |  | 0 | 0 | 0 | 0 |  |  |  |  | 2023-01-18 | KPJ Ipoh Specialist Hospital | 2 | [12 empty] | 2025-07-01 | 2026-01-01 | bar: JAN; JUL
437 | H07B100437 | 12647 | BEMS | B | - | ACT | C | H07 | BEMS | PATIENT MONITOR | PATIENT MONITOR | BA | OT | L01 | ISH/BE/01756 | 0 |  | 0 | HOSPITAL | 13500 | 0 | 0 | 0 | 0 | 0 | 0 | 0 | 0 | 0 | 0 | 2025-12-01 | 1900-01-01 | 1 | [8 empty] | OT |  |  |  | 0 | 0 | [12 empty] | admin | 2024-12-12 14:25 |  | MINDRAY | M1K7B-CTO-S01 (UMEC15) | KR-1A006817 | OPERATION THEATRE |  |  | 1 | B | 1 |  | SCHMIDT BIOMED TECH SDN BHD | SCHMIDT BIOMED TECH SDN BHD | STOR 208934 | CHINA |  | SCHMIDT BIOMEDTECH SDN BHD |  |  | 0 | 0 | 0 | 0 |  |  |  |  | 2023-01-18 | KPJ Ipoh Specialist Hospital | 2 | [12 empty] | 2025-07-01 | 2026-01-01 | bar: JAN; JUL
438 | H07B100438 | 12647 | BEMS | B | - | ACT | C | H07 | BEMS | PATIENT MONITOR | PATIENT MONITOR | BA | OT | L01 | ISH/BE/01757 | 0 |  | 0 | HOSPITAL | 13500 | 0 | 0 | 0 | 0 | 0 | 0 | 0 | 0 | 0 | 0 | 2025-12-01 | 1900-01-01 | 1 | [8 empty] | OT |  |  |  | 0 | 0 | [12 empty] | admin | 2024-12-12 14:25 |  | MINDRAY | M1K7B-CTO-S01 (UMEC15) | KR-1A006819 | OPERATION THEATRE |  |  | 1 | B | 1 |  | SCHMIDT BIOMED TECH SDN BHD | SCHMIDT BIOMED TECH SDN BHD | STOR 208934 | CHINA |  | SCHMIDT BIOMEDTECH SDN BHD |  |  | 0 | 0 | 0 | 0 |  |  |  |  | 2023-01-18 | KPJ Ipoh Specialist Hospital | 2 | [12 empty] | 2025-07-01 | 2026-01-01 | bar: JAN; JUL
439 | H07B100439 | 12340 | BEMS | B | - | ACT | C | H07 | BEMS | LIGHT SOURCE | LIGHT SOURCE | BA | OT | L01 | ISH/BE/01758 | 0 |  | 0 | HOSPITAL | 31040 | 0 | 0 | 0 | 0 | 0 | 0 | 0 | 0 | 0 | 0 |  | 1900-01-01 | 1 | [8 empty] | OT |  |  |  | 0 | 0 | [12 empty] | admin | 2024-12-12 14:25 |  | SUNOPTICS LLC | LED 4000 | 22126122 | OPERATION THEATRE |  |  | 1 | B | 1 |  | HUMEDICAL (M) SDN BHD | HUMEDICAL (M) SDN BHD | STOR 207434 | USA |  | HUMEDICAL (M) SDN BHD |  |  | 0 | 0 | 0 | 0 |  |  |  |  | 2023-01-31 | KPJ Ipoh Specialist Hospital | 2 | [12 empty] | 2025-07-01 | 2026-01-01 | bar: JAN; JUL
440 | H07B100440 | 13931 | BEMS | B | - | ACT | C | H07 | BEMS | SYRINGE PUMP TCI | SYRINGE PUMP TCI | BA | OT | L01 | ISH/BE/01770 | 0 |  | 0 | HOSPITAL | 9800 | 0 | 0 | 0 | 0 | 0 | 0 | 0 | 0 | 0 | 0 |  | 1900-01-01 | 1 | [8 empty] | OT |  |  |  | 0 | 0 | [12 empty] | admin | 2024-12-12 14:25 |  | MEDCAPTAIN | HP TCI | 6002211000177 | OPERATION THEATRE |  |  | 1 | B | 1 |  | ONEHEART MEDIC SDN BHD | ONEHEART MEDIC SDN BHD | STOR 208792 | CHINA |  | ONEHEART MEDIC SDN BHD |  |  | 0 | 0 | 0 | 0 |  |  |  |  | 2023-03-14 | KPJ Ipoh Specialist Hospital | 1 | [12 empty] | 2025-03-01 | 2026-03-01 | bar: MAR
441 | H07B100441 | 13931 | BEMS | B | - | ACT | C | H07 | BEMS | SYRINGE PUMP TCI | SYRINGE PUMP TCI | BA | OT | L01 | ISH/BE/01771 | 0 |  | 0 | HOSPITAL | 9800 | 0 | 0 | 0 | 0 | 0 | 0 | 0 | 0 | 0 | 0 |  | 1900-01-01 | 1 | [8 empty] | OT |  |  |  | 0 | 0 | [12 empty] | admin | 2024-12-12 14:25 |  | MEDCAPTAIN | HP TCI | 6002211000175 | OPERATION THEATRE |  |  | 1 | B | 1 |  | ONEHEART MEDIC SDN BHD | ONEHEART MEDIC SDN BHD | STOR 208792 | CHINA |  | ONEHEART MEDIC SDN BHD |  |  | 0 | 0 | 0 | 0 |  |  |  |  | 2023-03-14 | KPJ Ipoh Specialist Hospital | 1 | [12 empty] | 2025-03-01 | 2026-03-01 | bar: MAR
442 | H07B100442 | 10540 | BEMS | B | - | ACT | C | H07 | BEMS | FLUID WARMING CABINET | FLUID WARMING CABINET | BA | OT | L01 | ISH/BE/01790 | 0 |  | 0 | HOSPITAL | 36000 | 0 | 0 | 0 | 0 | 0 | 0 | 0 | 0 | 0 | 0 |  | 1900-01-01 | 1 | [8 empty] | OT |  |  |  | 0 | 0 | [12 empty] | admin | 2024-12-12 14:25 |  | MALMET | F260FS FWFS | 00007128 | OPERATION THEATRE |  |  | 1 | B | 1 |  | ANTAH SRI RADIN SDN BHD | ANTAH SRI RADIN SDN BHD | STOR 206813 | AUSTRALIA |  | ANTAH SRI RADIN SDN BHD |  |  | 0 | 0 | 0 | 0 |  |  |  |  | 2023-03-30 | KPJ Ipoh Specialist Hospital | 1 | [12 empty] | 2025-03-01 | 2026-03-01 | bar: MAR
443 | H07B100443 | 17148 | BEMS | B | - | ACT | C | H07 | BEMS | OXIMETERS, PULSE | OXIMETERS, PULSE | BA | OT | L01 | ISH/BE/01792 | 0 |  | 0 | HOSPITAL | 8000 | 0 | 0 | 0 | 0 | 0 | 0 | 0 | 0 | 0 | 0 | 2025-04-10 | 1900-01-01 | 1 | [8 empty] | OT |  |  |  | 0 | 0 | [12 empty] | admin | 2024-12-12 14:25 |  | MASIMO | RADICAL7TM TOUCH SCREEN HANDHELD | 1000285622 (358994) | OPERATION THEATRE |  |  | 1 | B | 1 |  | HOSPIMETRIX SDN BHD | HOSPIMETRIX SDN BHD | STOR210855 | USA |  | HOSPIMETRIX SDN BHD |  |  | 0 | 0 | 0 | 0 |  |  |  |  | 2023-11-04 | KPJ Ipoh Specialist Hospital | 2 | [12 empty] | 2025-10-01 | 2026-04-01 | bar: APR; OCT
444 | H07B100444 | 13217 | BEMS | B | - | ACT | C | H07 | BEMS | SYRINGE PUMP | SYRINGE PUMP | BA | OT | L01 | ISH/BE/01832 | 0 |  | 0 | HOSPITAL | 3680 | 0 | 0 | 0 | 0 | 0 | 0 | 0 | 0 | 0 | 0 | 2025-02-05 | 1900-01-01 | 1 | [8 empty] | OT |  |  |  | 0 | 0 | [12 empty] | admin | 2024-12-12 14:25 |  | TERUMO | TE*SS730N02 | 2111012053 | OPERATION THEATRE |  |  | 1 | B | 1 |  | SUMMIT COMPANY (MALAYSIA) SDN BHD | SUMMIT COMPANY (MALAYSIA) SDN BHD | STOR 211747 | JAPAN |  | PRINCIP ENGINEERING |  |  | 0 | 0 | 0 | 0 |  |  |  |  | 2023-03-05 | KPJ Ipoh Specialist Hospital | 1 | [12 empty] | 2025-05-01 | 2026-05-01 | bar: MAY
445 | H07B100445 | 16944 | BEMS | B | - | ACT | C | H07 | BEMS | PHACO MACHINE | PHACO MACHINE | BA | OT | L01 | ISH/BE/01865 | 0 |  | 0 | HOSPITAL | 481500 | 0 | 0 | 0 | 0 | 0 | 0 | 0 | 0 | 0 | 0 |  | 1900-01-01 | 1 | [8 empty] | OT |  |  |  | 0 | 0 | [12 empty] | admin | 2024-12-12 14:25 |  | ALCON | CONSTELLATION VISION SYSTEM | 2301313001X | OPERATION THEATRE |  |  | 1 | B | 1 |  | ALCON LABORATORY (M) SDN BHD | ALCON LABORATORY (M) SDN BHD | STOR 213242 | USA |  | ALCON LABORATORY SDN BHD |  |  | 0 | 0 | 0 | 0 |  |  |  |  | 2023-05-30 | KPJ Ipoh Specialist Hospital | 2 | [12 empty] | 2025-11-01 | 2026-05-01 | bar: MAY; NOV
446 | H07B100446 | 14074 | BEMS | B | - | ACT | C | H07 | BEMS | AUTOMATIC TOURNIQUET | AUTOMATIC TOURNIQUET | BA | OT | L01 | ISH/BE/01872 | 0 |  | 0 | HOSPITAL | 48000 | 0 | 0 | 0 | 0 | 0 | 0 | 0 | 0 | 0 | 0 |  | 1900-01-01 | 1 | [8 empty] | OT |  |  |  | 0 | 0 | [12 empty] | admin | 2024-12-12 14:25 |  | ZIMMER | ATS 4000 | 402303070016 | OPERATION THEATRE |  |  | 1 | B | 1 |  | ZIMMER MEDICAL (MALAYSIA) SDN BHD | ZIMMER MEDICAL (MALAYSIA) SDN BHD | STOR213248 | USA |  | ZIMMER MEDICAL (MALAYSIA) SDN BHD |  |  | 0 | 0 | 0 | 0 |  |  |  |  | 2023-06-23 | KPJ Ipoh Specialist Hospital | 2 | [12 empty] | 2025-12-01 | 2026-06-01 | bar: JUN; DEC
447 | H07B100447 | 15076 | BEMS | B | - | ACT | C | H07 | BEMS | VIDEO LARYNGOSCOPE | VIDEO LARYNGOSCOPE | BA | OT | L01 | ISH/BE/01875 | 0 |  | 0 | HOSPITAL | 0 | 0 | 0 | 0 | 0 | 0 | 0 | 0 | 0 | 0 | 0 |  | 1900-01-01 | 1 | [8 empty] | OT |  |  |  | 0 | 0 | [12 empty] | admin | 2024-12-12 14:25 |  | TIANJIN MEDAN MEDICAL COR | TIANJIN MEDAN | 220030 | OPERATION THEATRE |  |  | 1 | B | 1 |  | SUP100015 | RAPHA MEDICAL SDN BHD |  | CHINA |  | RAPHA MEDICAL SDN BHD |  |  | 0 | 0 | 0 | 0 |  |  |  |  | 2023-06-23 | KPJ Ipoh Specialist Hospital | 1 | [12 empty] | 2025-06-01 | 2026-06-01 | bar: JUN
448 | H07B100448 | 12539 | BEMS | B | - | ACT | C | H07 | BEMS | MICROSCOPE | MICROSCOPE | BA | OT | L01 | ISH/BE/01880 | 0 |  | 0 | HOSPITAL | 320000 | 0 | 0 | 0 | 0 | 0 | 0 | 0 | 0 | 0 | 0 | 2025-03-07 | 1900-01-01 | 1 | [8 empty] | OT |  |  |  | 0 | 0 | [12 empty] | admin | 2024-12-12 14:25 |  | CARL ZEISS | OPMI LUMERA T | 6629186810 | OPERATION THEATRE |  |  | 1 | B | 1 |  | SUP100007 | CARL ZEISS SDN BHD | STOR 208539 | GERMANY |  | CARL ZEISS SDN BHD |  |  | 0 | 0 | 0 | 0 |  |  |  |  | 2023-04-07 | KPJ Ipoh Specialist Hospital | 2 | [12 empty] | 2025-07-01 | 2026-01-01 | bar: JAN; JUL
449 | H07B100449 | 10134 | BEMS | B | - | ACT | C | H07 | BEMS | ANEASTHESIA UNITS | ANEASTHESIA UNITS | BA | OT | L01 | ISH/BE/01881 | 0 |  | 0 | HOSPITAL | 214918.73 | 0 | 0 | 0 | 0 | 0 | 0 | 0 | 0 | 0 | 0 |  | 1900-01-01 | 1 | [8 empty] | OT |  |  |  | 0 | 0 | [12 empty] | admin | 2024-12-12 14:25 |  | GE DATEX OHMEDA | AISYS CS2 | APWC00708 | OPERATION THEATRE |  |  | 1 | B | 1 |  | SUP100016 | INSAN BAKTI SDN BHD | STOR 208540 | GERMANY |  | INSAN BAKTI SDN BHD |  |  | 0 | 0 | 0 | 0 |  |  |  |  | 2023-07-07 | KPJ Ipoh Specialist Hospital | 2 | [12 empty] | 2025-09-01 | 2026-03-01 | bar: MAR; SEP
450 | H07B100450 | 10134 | BEMS | B | - | ACT | C | H07 | BEMS | ANEASTHESIA UNITS | ANEASTHESIA UNITS | BA | OT | L01 | ISH/BE/01882 | 0 |  | 0 | HOSPITAL | 214918.73 | 0 | 0 | 0 | 0 | 0 | 0 | 0 | 0 | 0 | 0 | 2025-06-07 | 1900-01-01 | 1 | [8 empty] | OT |  |  |  | 0 | 0 | [12 empty] | admin | 2024-12-12 14:25 |  | GE DATEX OHMEDA | AISYS CS2 | APWC00273 | OPERATION THEATRE |  |  | 1 | B | 1 |  | SUP100016 | INSAN BAKTI SDN BHD | STOR 208540 | GERMANY |  | INSAN BAKTI SDN BHD |  |  | 0 | 0 | 0 | 0 |  |  |  |  | 2023-07-07 | KPJ Ipoh Specialist Hospital | 2 | [12 empty] | 2025-07-01 | 2026-01-01 | bar: JAN; JUL
451 | H07B100451 | 12647 | BEMS | B | - | ACT | C | H07 | BEMS | PATIENT MONITORING SYSTEM | PATIENT MONITORING SYSTEM | BA | OT | L01 | ISH/BE/01883 | 0 |  | 0 | HOSPITAL | 64081.27 | 0 | 0 | 0 | 0 | 0 | 0 | 0 | 0 | 0 | 0 | 2025-06-07 | 1900-01-01 | 1 | [8 empty] | OT |  |  |  | 0 | 0 | [12 empty] | admin | 2024-12-12 14:25 |  | GE DATEX OHMEDA | B650 | STF23090002HA | OPERATION THEATRE |  |  | 1 | B | 1 |  | SUP100016 | INSAN BAKTI SDN BHD | STOR 208540 | GERMANY |  | INSAN BAKTI SDN BHD |  |  | 0 | 0 | 0 | 0 |  |  |  |  | 2023-07-07 | KPJ Ipoh Specialist Hospital | 2 | [12 empty] | 2025-12-01 | 2026-06-01 | bar: JUN; DEC
452 | H07B100452 | 12647 | BEMS | B | - | ACT | C | H07 | BEMS | PATIENT MONITORING SYSTEM | PATIENT MONITORING SYSTEM | BA | OT | L01 | ISH/BE/01884 | 0 |  | 0 | HOSPITAL | 64081.27 | 0 | 0 | 0 | 0 | 0 | 0 | 0 | 0 | 0 | 0 |  | 1900-01-01 | 1 | [8 empty] | OT |  |  |  | 0 | 0 | [12 empty] | admin | 2024-12-12 14:25 |  | GE DATEX OHMEDA | B650 | STF23090006HA | OPERATION THEATRE |  |  | 1 | B | 1 |  | SUP100016 | INSAN BAKTI SDN BHD | STOR 208540 | GERMANY |  | INSAN BAKTI SDN BHD |  |  | 0 | 0 | 0 | 0 |  |  |  |  | 2023-07-07 | KPJ Ipoh Specialist Hospital | 2 | [12 empty] | 2025-12-01 | 2026-06-01 | bar: JUN; DEC
453 | H07B100453 | 12647 | BEMS | B | - | ACT | C | H07 | BEMS | PATIENT MONITORING SYSTEM | PATIENT MONITORING SYSTEM | BA | OT | L01 | ISH/BE/01885 | 0 |  | 0 | HOSPITAL | 63240 | 0 | 0 | 0 | 0 | 0 | 0 | 0 | 0 | 0 | 0 | 2026-06-07 | 1900-01-01 | 1 | [8 empty] | OT |  |  |  | 0 | 0 | [12 empty] | admin | 2024-12-12 14:25 |  | GE DATEX OHMEDA | B650 | STF23090004HA | OPERATION THEATRE |  |  | 1 | B | 1 |  | SUP100016 | INSAN BAKTI SDN BHD | STOR 211264 | GERMANY |  | INSAN BAKTI SDN BHD |  |  | 0 | 0 | 0 | 0 |  |  |  |  | 2023-07-07 | KPJ Ipoh Specialist Hospital | 2 | [12 empty] | 2025-12-01 | 2026-06-01 | bar: JUN; DEC
454 | H07B100454 | 10208 | BEMS | B | - | ACT | C | H07 | BEMS | ASPIRATORS | ASPIRATORS | BA | OT | L01 | ISH/BE/01887 | 0 |  | 0 | HOSPITAL | 22500 | 0 | 0 | 0 | 0 | 0 | 0 | 0 | 0 | 0 | 0 | 2028-12-07 | 1900-01-01 | 1 | [8 empty] | OT |  |  |  | 0 | 0 | [12 empty] | admin | 2024-12-12 14:25 |  | MEDELA AG | MEDELA BASIC MOBILE | 2038969 | OPERATION THEATRE |  |  | 1 | B | 1 |  | SUP100026 | PRINCIP ENGINEERING | STOR 213246 | USA |  | PRINCIP ENGINEERING |  |  | 0 | 0 | 0 | 0 |  |  |  |  | 2023-07-13 | KPJ Ipoh Specialist Hospital | 1 | [12 empty] | 2025-07-01 | 2026-07-01 | bar: JUL
455 | H07B100455 | 12276 | BEMS | B | - | ACT | N | H07 | BEMS | EXAMINATION LIGHT | EXAMINATION LIGHT | BA | OT | L01 | ISH/BE/01889 | 0 |  | 0 | HOSPITAL | 0 | 0 | 0 | 0 | 0 | 0 | 0 | 0 | 0 | 0 | 0 | 2024-12-07 | 1900-01-01 | 1 | [8 empty] | OT |  |  |  | 0 | 0 | [12 empty] | admin | 2024-12-12 14:25 |  | JIANGSU KELING MEDICAL EQ | KL01L.IILED-I(AC/DC) | 060601173316 | OPERATION THEATRE |  |  | 1 | B | 1 |  | SUP100026 | PRINCIP ENGINEERING |  | CHINA |  | PRINCIP ENGINEERING |  |  | 0 | 0 | 0 | 0 |  |  |  |  | 2023-07-13 | KPJ Ipoh Specialist Hospital | 1 | [12 empty] | 2025-07-01 | 2026-07-01 | bar: JUL
456 | H07B100456 | 12276 | BEMS | B | - | ACT | N | H07 | BEMS | EXAMINATION LIGHT | EXAMINATION LIGHT | BA | OT | L01 | ISH/BE/01890 | 0 |  | 0 | HOSPITAL | 0 | 0 | 0 | 0 | 0 | 0 | 0 | 0 | 0 | 0 | 0 | 2024-12-07 | 1900-01-01 | 1 | [8 empty] | OT |  |  |  | 0 | 0 | [12 empty] | admin | 2024-12-12 14:25 |  | JIANGSU KELING MEDICAL EQ | KL01L.IILED-I(AC/DC) | 060601173318 | OPERATION THEATRE |  |  | 1 | B | 1 |  | SUP100026 | PRINCIP ENGINEERING |  | CHINA |  | PRINCIP ENGINEERING |  |  | 0 | 0 | 0 | 0 |  |  |  |  | 2023-07-13 | KPJ Ipoh Specialist Hospital | 1 | [12 empty] | 2025-07-01 | 2026-07-01 | bar: JUL
457 | H07B100457 | 10447 | BEMS | B | - | ACT | N | H07 | BEMS | BLOOD WARMER | BLOOD WARMER | BA | OT | L01 | ISH/BE/01901 | 0 |  | 0 | HOSPITAL | 0 | 0 | 0 | 0 | 0 | 0 | 0 | 0 | 0 | 0 | 0 |  | 1900-01-01 | 1 | [8 empty] | OT |  |  |  | 0 | 0 | [12 empty] | admin | 2024-12-12 14:25 |  | KEEWEL | FT1800 | 010022308005 | OPERATION THEATRE |  |  | 1 | B | 1 |  | SUP100016 | INSAN BAKTI SDN BHD |  | CHINA |  | INSAN BAKTI SDN BHD |  |  | 0 | 0 | 0 | 0 |  |  |  |  | 2023-07-27 | KPJ Ipoh Specialist Hospital | 1 | [12 empty] | 2025-07-01 | 2026-07-01 | bar: JUL
458 | H07B100458 | 10447 | BEMS | B | - | ACT | C | H07 | BEMS | BLOOD WARMER | BLOOD WARMER | BA | OT | L01 | ISH/BE/01902 | 0 |  | 0 | HOSPITAL | 0 | 0 | 0 | 0 | 0 | 0 | 0 | 0 | 0 | 0 | 0 |  | 1900-01-01 | 1 | [8 empty] | OT |  |  |  | 0 | 0 | [12 empty] | admin | 2024-12-12 14:25 |  | KEEWEL | FT1800 | EN12003028 | OPERATION THEATRE |  |  | 1 | B | 1 |  | SUP100016 | INSAN BAKTI SDN BHD |  | CHINA |  | INSAN BAKTI SDN BHD |  |  | 0 | 0 | 0 | 0 |  |  |  |  | 2023-07-27 | KPJ Ipoh Specialist Hospital | 1 | [12 empty] | 2025-07-01 | 2026-07-01 | bar: JUL
459 | H07B100459 | 10447 | BEMS | B | - | ACT | C | H07 | BEMS | BLOOD WARMER | BLOOD WARMER | BA | OT | L01 | ISH/BE/01909 | 0 |  | 0 | HOSPITAL | 15000 | 0 | 0 | 0 | 0 | 0 | 0 | 0 | 0 | 0 | 0 |  | 1900-01-01 | 1 | [8 empty] | OT |  |  |  | 0 | 0 | [12 empty] | admin | 2024-12-12 14:25 |  | STIHLER | ASTOFLOW PLUS ECO | E06489-1 | OPERATION THEATRE |  |  | 1 | B | 1 |  | GEMILANG ASIA TECHNOLOGY | GEMILANG ASIA TECHNOLOGY | STOR 215649 | GERMANY |  | GEMILANG ASIA TECHNOLOGY |  |  | 0 | 0 | 0 | 0 |  |  |  |  | 2023-08-17 | KPJ Ipoh Specialist Hospital | 2 | [12 empty] | 2025-08-01 | 2026-02-01 | bar: FEB; AUG
460 | H07B100460 | 10447 | BEMS | B | - | ACT | C | H07 | BEMS | BLOOD WARMER | BLOOD WARMER | BA | OT | L01 | ISH/BE/01910 | 0 |  | 0 | HOSPITAL | 15000 | 0 | 0 | 0 | 0 | 0 | 0 | 0 | 0 | 0 | 0 |  | 1900-01-01 | 1 | [8 empty] | OT |  |  |  | 0 | 0 | [12 empty] | admin | 2024-12-12 14:25 |  | STIHLER | ASTOFLOW PLUS ECO | E06548 | OPERATION THEATRE |  |  | 1 | B | 1 |  | GEMILANG ASIA TECHNOLOGY | GEMILANG ASIA TECHNOLOGY | STOR 215649 | GERMANY |  | GEMILANG ASIA TECHNOLOGY |  |  | 0 | 0 | 0 | 0 |  |  |  |  | 2023-08-17 | KPJ Ipoh Specialist Hospital | 2 | [12 empty] | 2025-08-01 | 2026-02-01 | bar: FEB; AUG
461 | H07B100461 | 13961 | BEMS | B | - | ACT | C | H07 | BEMS | OPERATING TABLE | OPERATING TABLE | BA | OT | L01 | ISH/BE/01911 | 0 |  | 0 | HOSPITAL | 266500 | 0 | 0 | 0 | 0 | 0 | 0 | 0 | 0 | 0 | 0 |  | 1900-01-01 | 1 | [8 empty] | OT |  |  |  | 0 | 0 | [12 empty] | admin | 2024-12-12 14:25 |  | SCHMITZ | DIAMOND 60 BLK (17060001) | 00118291 | OPERATION THEATRE |  |  | 1 | B | 1 |  | SCHMIDT BIOMED TECH SDN BHD | SCHMIDT BIOMED TECH SDN BHD | STOR 211270 | GERMANY |  | SCHMIDT BIOMEDTECH SDN BHD |  |  | 0 | 0 | 0 | 0 |  |  |  |  | 2023-08-22 | KPJ Ipoh Specialist Hospital | 1 | [12 empty] | 2025-08-01 | 2026-08-01 | bar: AUG
462 | H07B100462 | 13931 | BEMS | B | - | ACT | C | H07 | BEMS | SYRINGE PUMP, ANESTHESIA | SYRINGE PUMP, ANESTHESIA | BA | OT | L01 | ISH/BE/01912 | 0 |  | 0 | HOSPITAL | 8500 | 0 | 0 | 0 | 0 | 0 | 0 | 0 | 0 | 0 | 0 | 2025-08-23 | 1900-01-01 | 1 | [8 empty] | OT |  |  |  | 0 | 0 | [12 empty] | admin | 2024-12-12 14:25 |  | B.BRAUN | PERFUSOR SPACE | 696300 | OPERATION THEATRE |  |  | 1 | B | 1 |  | B.BRAUN MEDICAL SUPPLIES SDN BHD | B.BRAUN MEDICAL SUPPLIES SDN BHD | STOR 213081 | GERMANY |  | B.BRAUN MEDICAL SUPPLIES SDN BHD |  |  | 0 | 0 | 0 | 0 |  |  |  |  | 2023-08-25 | KPJ Ipoh Specialist Hospital | 1 | [12 empty] | 2025-08-01 | 2026-08-01 | bar: AUG
463 | H07B100463 | 15786 | BEMS | B | - | ACT | C | H07 | BEMS | SEALING MACHINE | SEALING MACHINE | BA | OT CSSD | L01 | ISH/BE/01913 | 0 |  | 0 | HOSPITAL | 12500 | 0 | 0 | 0 | 0 | 0 | 0 | 0 | 0 | 0 | 0 | 2024-12-09 | 1900-01-01 | 1 | [8 empty] | OT CSSD |  |  |  | 0 | 0 | [12 empty] | admin | 2024-12-12 14:25 |  | GANDUS | REBI PRT EVO | 0471 |  |  |  | 1 | B | 1 |  | AHTAH SRI RADIN SDN BHD | AHTAH SRI RADIN SDN BHD | STOR 206815 | ITALY |  | ANTAH SRI RADIN SDN BHD |  |  | 0 | 0 | 0 | 0 |  |  |  |  | 2023-09-13 | KPJ Ipoh Specialist Hospital | 1 | [12 empty] | 2025-09-01 | 2026-09-01 | bar: SEP
464 | H07B100464 | 16228 | BEMS | B | - | ACT | C | H07 | BEMS | LITHOCLAST | LITHOCLAST | BA | OT | L01 | ISH/BE/01914 | 0 |  | 0 | HOSPITAL | 235000 | 0 | 0 | 0 | 0 | 0 | 0 | 0 | 0 | 0 | 0 |  | 1900-01-01 | 1 | [8 empty] | OT |  |  |  | 0 | 0 | [12 empty] | admin | 2024-12-12 14:25 |  | EMS SWISS | LITHOCLAST MASTER | BC 03488 | OPERATION THEATRE |  |  | 1 | B | 1 |  | BH ENTERPRISE SDN BHD | BH ENTERPRISE SDN BHD | STOR 215128 | SWITZERLAND |  | BH ENTERPRISE SDN BHD |  |  | 0 | 0 | 0 | 0 |  |  |  |  | 2023-09-18 | KPJ Ipoh Specialist Hospital | 1 | [12 empty] | 2025-09-01 | 2026-09-01 | bar: SEP
465 | H07B100465 | 15969 | BEMS | B | - | ACT | C | H07 | BEMS | MONITOR 4K | MONITOR 4K | BA | OT | L01 | ISH/BE/01920 | 0 |  | 0 | HOSPITAL | 480000 | 0 | 0 | 0 | 0 | 0 | 0 | 0 | 0 | 0 | 0 |  | 1900-01-01 | 1 | [8 empty] | OT |  |  |  | 0 | 0 | [12 empty] | admin | 2024-12-12 14:25 |  | KARL STORZ | TM34® | 24085062 | OPERATION THEATRE |  |  | 1 | B | 1 |  | SUP100049 | UMMI SURGICAL SDN BHD | STOR 208510 | GERMANY |  | UMMI SURGICAL SDN BHD |  |  | 0 | 0 | 0 | 0 |  |  |  |  | 2023-09-20 | KPJ Ipoh Specialist Hospital | 2 | [12 empty] | 2025-09-01 | 2026-03-01 | bar: MAR; SEP
466 | H07B100466 | - | BEMS | B | - | ACT | C | H07 | BEMS | COLD LIGHT FOUNTAIN POWER LED 300 | COLD LIGHT FOUNTAIN POWER LED 300 | BA | OT | L01 | ISH/BE/01921 | 0 |  | 0 | HOSPITAL | 0 | 0 | 0 | 0 | 0 | 0 | 0 | 0 | 0 | 0 | 0 |  | 1900-01-01 | 1 | [8 empty] | OT |  |  |  | 0 | 0 | [12 empty] | admin | 2024-12-12 14:25 |  | KARL STORZ | TL300® | PM14948 | OPERATION THEATRE |  |  | 1 | B | 1 |  | SUP100049 | UMMI SURGICAL SDN BHD | STOR 208510 | GERMANY |  | UMMI SURGICAL SDN BHD |  |  | 0 | 0 | 0 | 0 |  |  |  |  | 2023-09-20 | KPJ Ipoh Specialist Hospital | 2 | [12 empty] | 2025-09-01 | 2026-03-01 | bar: MAR; SEP
467 | H07B100467 | 18037 | BEMS | B | - | ACT | C | H07 | BEMS | IMAGE 1 S CONNECT II | IMAGE 1 S CONNECT II | BA | OT | L01 | ISH/BE/01922 | 0 |  | 0 | HOSPITAL | 0 | 0 | 0 | 0 | 0 | 0 | 0 | 0 | 0 | 0 | 0 |  | 1900-01-01 | 1 | [8 empty] | OT |  |  |  | 0 | 0 | [12 empty] | admin | 2024-12-12 14:25 |  | KARL STORZ | TC201EN® | TM884375-P | OPERATION THEATRE |  |  | 1 | B | 1 |  | SUP100049 | UMMI SURGICAL SDN BHD | STOR 208510 | GERMANY |  | UMMI SURGICAL SDN BHD |  |  | 0 | 0 | 0 | 0 |  |  |  |  | 2023-09-20 | KPJ Ipoh Specialist Hospital | 2 | [12 empty] | 2025-09-01 | 2026-03-01 | bar: MAR; SEP
468 | H07B100468 | 18037 | BEMS | B | - | ACT | C | H07 | BEMS | IMAGE 1 S 4U-LINK | IMAGE 1 S 4U-LINK | BA | OT | L01 | ISH/BE/01923 | 0 |  | 0 | HOSPITAL | 0 | 0 | 0 | 0 | 0 | 0 | 0 | 0 | 0 | 0 | 0 |  | 1900-01-01 | 1 | [8 empty] | OT |  |  |  | 0 | 0 | [12 empty] | admin | 2024-12-12 14:25 |  | KARL STORZ | TC304 | RM878526-P | OPERATION THEATRE |  |  | 1 | B | 1 |  | SUP100049 | UMMI SURGICAL SDN BHD | STOR 208510 | GERMANY |  | UMMI SURGICAL SDN BHD |  |  | 0 | 0 | 0 | 0 |  |  |  |  | 2023-09-20 | KPJ Ipoh Specialist Hospital | 2 | [12 empty] | 2025-09-01 | 2026-03-01 | bar: MAR; SEP
469 | H07B100469 | - | BEMS | B | - | ACT | C | H07 | BEMS | ENDOFLATOR® 40 | ENDOFLATOR® 40 | BA | OT | L01 | ISH/BE/01924 | 0 |  | 0 | HOSPITAL | 0 | 0 | 0 | 0 | 0 | 0 | 0 | 0 | 0 | 0 | 0 |  | 1900-01-01 | 1 | [8 empty] | OT |  |  |  | 0 | 0 | [12 empty] | admin | 2024-12-12 14:25 |  | KARL STORZ | UI400® | PM12422 | OPERATION THEATRE |  |  | 1 | B | 1 |  | SUP100049 | UMMI SURGICAL SDN BHD | STOR 208510 | GERMANY |  | UMMI SURGICAL SDN BHD |  |  | 0 | 0 | 0 | 0 |  |  |  |  | 2023-09-20 | KPJ Ipoh Specialist Hospital | 2 | [12 empty] | 2025-09-01 | 2026-03-01 | bar: MAR; SEP
470 | H07B100470 | 16902 | BEMS | B | - | ACT | C | H07 | BEMS | AIDA SYSYEM | AIDA SYSYEM | BA | OT | L01 | ISH/BE/01925 | 0 |  | 0 | HOSPITAL | 0 | 0 | 0 | 0 | 0 | 0 | 0 | 0 | 0 | 0 | 0 |  | 1900-01-01 | 1 | [8 empty] | OT |  |  |  | 0 | 0 | [12 empty] | admin | 2024-12-12 14:25 |  | KARL STORZ | WD360-EN | M8WM211028,XN2000969 | OPERATION THEATRE |  |  | 1 | B | 1 |  | SUP100049 | UMMI SURGICAL SDN BHD | STOR 208510 | GERMANY |  | UMMI SURGICAL SDN BHD |  |  | 0 | 0 | 0 | 0 |  |  |  |  | 2023-09-20 | KPJ Ipoh Specialist Hospital | 2 | [12 empty] | 2025-09-01 | 2026-03-01 | bar: MAR; SEP
471 | H07B100471 | 13931 | BEMS | B | - | ACT | C | H07 | BEMS | SYRINGE PUMP TCI | SYRINGE PUMP TCI | BA | OT | L01 | ISH/BE/01926 | 0 |  | 0 | HOSPITAL | 11000 | 0 | 0 | 0 | 0 | 0 | 0 | 0 | 0 | 0 | 0 |  | 1900-01-01 | 1 | [8 empty] | OT |  |  |  | 0 | 0 | [12 empty] | admin | 2024-12-12 14:25 |  | MEDCAPTAIN | HP TCI | 6002209000518 | OPERATION THEATRE |  |  | 1 | B | 1 |  | ONEHEART MEDIC SDN BHD | ONEHEART MEDIC SDN BHD | STOR 213528 | CHINA |  | ONEHEART MEDIC SDN BHD |  |  | 0 | 0 | 0 | 0 |  |  |  |  | 2023-09-27 | KPJ Ipoh Specialist Hospital | 2 | [12 empty] | 2025-09-01 | 2026-03-01 | bar: MAR; SEP
472 | H07B100472 | 13931 | BEMS | B | - | ACT | C | H07 | BEMS | SYRINGE PUMP TCI | SYRINGE PUMP TCI | BA | OT | L01 | ISH/BE/01927 | 0 |  | 0 | HOSPITAL | 11000 | 0 | 0 | 0 | 0 | 0 | 0 | 0 | 0 | 0 | 0 |  | 1900-01-01 | 1 | [8 empty] | OT |  |  |  | 0 | 0 | [12 empty] | admin | 2024-12-12 14:25 |  | MEDCAPTAIN | HP TCI | 6002209000519 | OPERATION THEATRE |  |  | 1 | B | 1 |  | ONEHEART MEDIC SDN BHD | ONEHEART MEDIC SDN BHD | STOR 213528 | CHINA |  | ONEHEART MEDIC SDN BHD |  |  | 0 | 0 | 0 | 0 |  |  |  |  | 2023-09-27 | KPJ Ipoh Specialist Hospital | 2 | [12 empty] | 2025-09-01 | 2026-03-01 | bar: MAR; SEP
473 | H07B100473 | 17954 | BEMS | B | - | ACT | C | H07 | BEMS | IPC WITH MR8 SYSTEM | IPC WITH MR8 SYSTEM | BA | OT | L01 | ISH/BE/01928 | 0 |  | 0 | HOSPITAL | 140000 | 0 | 0 | 0 | 0 | 0 | 0 | 0 | 0 | 0 | 0 | 2025-02-10 | 1900-01-01 | 1 | [8 empty] | OT |  |  |  | 0 | 0 | [12 empty] | admin | 2024-12-12 14:25 |  | MEDTRONIC | EC300/EM800 | NTC73864/22J347 | OPERATION THEATRE |  |  | 1 | B | 1 |  | HUMEDICAL (M) SDN BHD | HUMEDICAL (M) SDN BHD | STOR 214878 | GERMANY |  | HUMEDICAL (M) SDN BHD |  |  | 0 | 0 | 0 | 0 |  |  |  |  | 2023-03-10 | KPJ Ipoh Specialist Hospital | 2 | [12 empty] | 2025-10-01 | 2026-04-01 | bar: APR; OCT
474 | H07B100474 | 17582 | BEMS | B | - | ACT | C | H07 | BEMS | NERVE MONITORING SYSTEM | NERVE MONITORING SYSTEM | BA | OT | L01 | ISH/BE/01929 | 0 |  | 0 | HOSPITAL | 170000 | 0 | 0 | 0 | 0 | 0 | 0 | 0 | 0 | 0 | 0 | 2025-02-10 | 1900-01-01 | 1 | [8 empty] | OT |  |  |  | 0 | 0 | [12 empty] | admin | 2024-12-12 14:25 |  | MEDTRONIC | NIM VITAL | C2250257 | OPERATION THEATRE |  |  | 1 | B | 1 |  | HUMEDICAL (M) SDN BHD | HUMEDICAL (M) SDN BHD | STOR 216980 | GERMANY |  | HUMEDICAL (M) SDN BHD |  |  | 0 | 0 | 0 | 0 |  |  |  |  | 2023-03-10 | KPJ Ipoh Specialist Hospital | 2 | [12 empty] | 2025-10-01 | 2026-04-01 | bar: APR; OCT
475 | H07B100475 | 15756 | BEMS | B | - | ACT | C | H07 | BEMS | ULTRASOUND SURGICAL ASPIRATOR | ULTRASOUND SURGICAL ASPIRATOR | BA | OT | L01 | ISH/BE/01930 | 0 |  | 0 | HOSPITAL | 340000 | 0 | 0 | 0 | 0 | 0 | 0 | 0 | 0 | 0 | 0 | 2025-02-10 | 1900-01-01 | 1 | [8 empty] | OT |  |  |  | 0 | 0 | [12 empty] | admin | 2024-12-12 14:25 |  | MISONIX | NEXUS SONASTAR | XA2511 | OPERATION THEATRE |  |  | 1 | B | 1 |  | HUMEDICAL (M) SDN BHD | HUMEDICAL (M) SDN BHD | STOR 215127 | GERMANY |  | HUMEDICAL (M) SDN BHD |  |  | 0 | 0 | 0 | 0 |  |  |  |  | 2023-03-10 | KPJ Ipoh Specialist Hospital | 2 | [12 empty] | 2025-10-01 | 2026-04-01 | bar: APR; OCT
476 | H07B100476 | 15757 | BEMS | B | - | ACT | C | H07 | BEMS | LASER HAEMORHOID | LASER HAEMORHOID | BA | OT | L01 | ISH/BE/01931 | 0 |  | 0 | HOSPITAL | 229000 | 0 | 0 | 0 | 0 | 0 | 0 | 0 | 0 | 0 | 0 | 2025-01-10 | 1900-01-01 | 1 | [8 empty] | OT |  |  |  | 0 | 0 | [12 empty] | admin | 2024-12-12 14:25 |  | ENDOTEQ | ENDOTEQ 1470 | 001692 | OPERATION THEATRE |  |  | 1 | B | 1 |  | WSM MEDIC SDN BHD | WSM MEDIC SDN BHD | STOR 216977 | GERMANY |  | WSM MEDIC SDN BHD |  |  | 0 | 0 | 0 | 0 |  |  |  |  | 2023-02-10 | KPJ Ipoh Specialist Hospital | 1 | [12 empty] | 2025-10-01 | 2026-10-01 | bar: OCT
477 | H07B100477 | 11490 | BEMS | B | - | ACT | C | H07 | BEMS | ELECTROSURGICAL UNITS | ELECTROSURGICAL UNITS | BA | OT | L01 | ISH/BE/01933 | 0 |  | 0 | HOSPITAL | 252000 | 0 | 0 | 0 | 0 | 0 | 0 | 0 | 0 | 0 | 0 |  | 1900-01-01 | 1 | [8 empty] | OT |  |  |  | 0 | 0 | [12 empty] | admin | 2024-12-12 14:25 |  | MEDTRONIC | VLFX8GEN | F3H24967KX | OPERATION THEATRE |  |  | 1 | B | 1 |  | MEDTRONIC MALAYSIA SDN BHD | MEDTRONIC MALAYSIA SDN BHD | STOR 208536 | GERMANY |  | MEDTRONIC MALAYSIA SDN BHD |  |  | 0 | 0 | 0 | 0 |  |  |  |  | 2023-10-25 | KPJ Ipoh Specialist Hospital | 2 | [12 empty] | 2025-10-01 | 2026-04-01 | bar: APR; OCT
478 | H07B100478 | 11490 | BEMS | B | - | ACT | C | H07 | BEMS | ELECTROSURGICAL UNITS | ELECTROSURGICAL UNITS | BA | OT | L01 | ISH/BE/01934 | 0 |  | 0 | HOSPITAL | 0 | 0 | 0 | 0 | 0 | 0 | 0 | 0 | 0 | 0 | 0 |  | 1900-01-01 | 1 | [8 empty] | OT |  |  |  | 0 | 0 | [12 empty] | admin | 2024-12-12 14:25 |  | MEDTRONIC | VLFX8GEN | F3H25024KX | OPERATION THEATRE |  |  | 1 | B | 1 |  | MEDTRONIC MALAYSIA SDN BHD | MEDTRONIC MALAYSIA SDN BHD | STOR 208536 | GERMANY |  | MEDTRONIC MALAYSIA SDN BHD |  |  | 0 | 0 | 0 | 0 |  |  |  |  | 2023-10-25 | KPJ Ipoh Specialist Hospital | 2 | [12 empty] | 2025-10-01 | 2026-04-01 | bar: APR; OCT
479 | H07B100479 | 11490 | BEMS | B | - | ACT | C | H07 | BEMS | ELECTROSURGICAL UNITS | ELECTROSURGICAL UNITS | BA | OT | L01 | ISH/BE/01935 | 0 |  | 0 | HOSPITAL | 0 | 0 | 0 | 0 | 0 | 0 | 0 | 0 | 0 | 0 | 0 |  | 1900-01-01 | 1 | [8 empty] | OT |  |  |  | 0 | 0 | [12 empty] | admin | 2024-12-12 14:25 |  | MEDTRONIC | VLFX8GEN | F3H25038KX | OPERATION THEATRE |  |  | 1 | B | 1 |  | MEDTRONIC MALAYSIA SDN BHD | MEDTRONIC MALAYSIA SDN BHD | STOR 208536 | GERMANY |  | MEDTRONIC MALAYSIA SDN BHD |  |  | 0 | 0 | 0 | 0 |  |  |  |  | 2023-10-25 | KPJ Ipoh Specialist Hospital | 2 | [12 empty] | 2025-10-01 | 2026-04-01 | bar: APR; OCT
480 | H07B100480 | 11490 | BEMS | B | - | ACT | C | H07 | BEMS | ELECTROSURGICAL UNITS | ELECTROSURGICAL UNITS | BA | OT | L01 | ISH/BE/01936 | 0 |  | 0 | HOSPITAL | 0 | 0 | 0 | 0 | 0 | 0 | 0 | 0 | 0 | 0 | 0 |  | 1900-01-01 | 1 | [8 empty] | OT |  |  |  | 0 | 0 | [12 empty] | admin | 2024-12-12 14:25 |  | MEDTRONIC | VLFX8GEN | F3H25042KX | OPERATION THEATRE |  |  | 1 | B | 1 |  | MEDTRONIC MALAYSIA SDN BHD | MEDTRONIC MALAYSIA SDN BHD | STOR 208536 | GERMANY |  | MEDTRONIC MALAYSIA SDN BHD |  |  | 0 | 0 | 0 | 0 |  |  |  |  | 2023-10-25 | KPJ Ipoh Specialist Hospital | 2 | [12 empty] | 2025-10-01 | 2026-04-01 | bar: APR; OCT
481 | H07B100481 | 11490 | BEMS | B | - | ACT | C | H07 | BEMS | ELECTROSURGICAL UNITS | ELECTROSURGICAL UNITS | BA | OT | L01 | ISH/BE/01937 | 0 |  | 0 | HOSPITAL | 0 | 0 | 0 | 0 | 0 | 0 | 0 | 0 | 0 | 0 | 0 |  | 1900-01-01 | 1 | [8 empty] | OT |  |  |  | 0 | 0 | [12 empty] | admin | 2024-12-12 14:25 |  | MEDTRONIC | VLFX8GEN | F3H25046KX | OPERATION THEATRE |  |  | 1 | B | 1 |  | MEDTRONIC MALAYSIA SDN BHD | MEDTRONIC MALAYSIA SDN BHD | STOR 208536 | GERMANY |  | MEDTRONIC MALAYSIA SDN BHD |  |  | 0 | 0 | 0 | 0 |  |  |  |  | 2023-10-25 | KPJ Ipoh Specialist Hospital | 2 | [12 empty] | 2025-10-01 | 2026-04-01 | bar: APR; OCT
482 | H07B100482 | 11490 | BEMS | B | - | ACT | C | H07 | BEMS | ELECTROSURGICAL UNITS | ELECTROSURGICAL UNITS | BA | OT | L01 | ISH/BE/01938 | 0 |  | 0 | HOSPITAL | 0 | 0 | 0 | 0 | 0 | 0 | 0 | 0 | 0 | 0 | 0 |  | 1900-01-01 | 1 | [8 empty] | OT |  |  |  | 0 | 0 | [12 empty] | admin | 2024-12-12 14:25 |  | MEDTRONIC | VLFT10GEN | T3G66612DX | OPERATION THEATRE |  |  | 1 | B | 1 |  | MEDTRONIC MALAYSIA SDN BHD | MEDTRONIC MALAYSIA SDN BHD | STOR 208536 | GERMANY |  | MEDTRONIC MALAYSIA SDN BHD |  |  | 0 | 0 | 0 | 0 |  |  |  |  | 2023-10-25 | KPJ Ipoh Specialist Hospital | 2 | [12 empty] | 2025-10-01 | 2026-04-01 | bar: APR; OCT
483 | H07B100483 | 10208 | BEMS | B | - | ACT | C | H07 | BEMS | ASPIRATORS | ASPIRATORS | BA | OT | L01 | ISH/BE/01952 | 0 |  | 0 | HOSPITAL | 22500 | 0 | 0 | 0 | 0 | 0 | 0 | 0 | 0 | 0 | 0 | 2028-01-11 | 1900-01-01 | 1 | [8 empty] | OT |  |  |  | 0 | 0 | [12 empty] | admin | 2024-12-12 14:25 |  | MEDELA AG | MEDELA BASIC MOBILE | 2038968 | OPERATION THEATRE |  |  | 1 | B | 1 |  | SUP100026 | PRINCIP ENGINEERING | STOR 218846 | SWITZERLAND |  | PRINCIP ENGINEERING |  |  | 0 | 0 | 0 | 0 |  |  |  |  | 2023-02-11 | KPJ Ipoh Specialist Hospital | 1 | [12 empty] | 2025-11-01 | 2026-11-01 | bar: NOV
484 | H07B100484 | - | BEMS | B | - | ACT | C | H07 | BEMS | SURGICAL NAVIGATION SYSTEM, IGS | SURGICAL NAVIGATION SYSTEM, IGS | BA | OT | L01 | ISH/BE/01965 | 0 |  | 0 | HOSPITAL | 1990000 | 0 | 0 | 0 | 0 | 0 | 0 | 0 | 0 | 0 | 0 |  | 1900-01-01 | 0 | [8 empty] | OT |  |  |  | 0 | 0 | [12 empty] | admin | 2024-12-12 14:25 |  | MEDTRONIC | STEALTHSTATION S8 | N31242237 & N31185081 | OPERATION THEATRE |  |  | 1 | B | 1 |  | MEDTONIC MALAYSIA SDN BHD | MEDTONIC MALAYSIA SDN BHD | STOR 217814 | GERMANY |  | MEDTRONIC MALAYSIA SDN BHD |  |  | 0 | 0 | 0 | 0 |  |  |  |  | 2024-01-23 | KPJ Ipoh Specialist Hospital | 2 | [12 empty] | 2025-07-01 | 2026-01-01 | bar: JAN; JUL
485 | H07B100485 | 18037 | BEMS | B | - | ACT | C | H07 | BEMS | IMAGE 1 S CONNECT | IMAGE 1 S CONNECT | BA | OT | L01 | ISH/BE/01990 | 0 |  | 0 | HOSPITAL | 524945 | 0 | 0 | 0 | 0 | 0 | 0 | 0 | 0 | 0 | 0 | 2025-04-22 | 1900-01-01 | 0 | [8 empty] | OT |  |  |  | 0 | 0 | [12 empty] | admin | 2024-12-12 14:25 |  | KARL STORZ | TC201EN | YM895574-P | OPERATION THEATRE |  |  | 1 | B | 1 |  | SUP100049 | UMMI SURGICAL SDN BHD | STOR 223448 | GERMANY |  | UMMI SURGICAL SDN BHD |  |  | 0 | 0 | 0 | 0 |  |  |  |  | 2024-04-23 | KPJ Ipoh Specialist Hospital | 2 | [12 empty] | 2025-10-01 | 2026-04-01 | bar: APR; OCT
486 | H07B100486 | 18037 | BEMS | B | - | ACT | C | H07 | BEMS | IMAGE 1 S 4U-LINK | IMAGE 1 S 4U-LINK | BA | OT | L01 | ISH/BE/01991 | 0 |  | 0 | HOSPITAL | 0 | 0 | 0 | 0 | 0 | 0 | 0 | 0 | 0 | 0 | 0 | 2025-04-22 | 1900-01-01 | 0 | [8 empty] | OT |  |  |  | 0 | 0 | [12 empty] | admin | 2024-12-12 14:25 |  | KARL STORZ | TC304 | YM895503-P | OPERATION THEATRE |  |  | 1 | B | 1 |  | SUP100049 | UMMI SURGICAL SDN BHD | STOR 223448 | GERMANY |  | UMMI SURGICAL SDN BHD |  |  | 0 | 0 | 0 | 0 |  |  |  |  | 2024-04-23 | KPJ Ipoh Specialist Hospital | 2 | [12 empty] | 2025-10-01 | 2026-04-01 | bar: APR; OCT
487 | H07B100487 | - | BEMS | B | - | ACT | C | H07 | BEMS | COLD LIGHT FOUNTAIN POWER LED RUBINA | COLD LIGHT FOUNTAIN POWER LED RUBINA | BA | OT | L01 | ISH/BE/01992 | 0 |  | 0 | HOSPITAL | 0 | 0 | 0 | 0 | 0 | 0 | 0 | 0 | 0 | 0 | 0 | 2025-04-22 | 1900-01-01 | 0 | [8 empty] | OT |  |  |  | 0 | 0 | [12 empty] | admin | 2024-12-12 14:25 |  | KARL STORZ | TL400 | ZM10841 | OPERATION THEATRE |  |  | 1 | B | 1 |  | SUP100049 | UMMI SURGICAL SDN BHD | STOR 223448 | GERMANY |  | UMMI SURGICAL SDN BHD |  |  | 0 | 0 | 0 | 0 |  |  |  |  | 2024-04-23 | KPJ Ipoh Specialist Hospital | 2 | [12 empty] | 2025-10-01 | 2026-04-01 | bar: APR; OCT
488 | H07B100488 | 18037 | BEMS | B | - | ACT | C | H07 | BEMS | IMAGE 1 S 4U RUBINA | IMAGE 1 S 4U RUBINA | BA | OT | L01 | ISH/BE/01993 | 0 |  | 0 | HOSPITAL | 0 | 0 | 0 | 0 | 0 | 0 | 0 | 0 | 0 | 0 | 0 | 2025-04-22 | 1900-01-01 | 0 | [8 empty] | OT |  |  |  | 0 | 0 | [12 empty] | admin | 2024-12-12 14:25 |  | KARL STORZ | TH121 | WM079313-K | OPERATION THEATRE |  |  | 1 | B | 1 |  | SUP100049 | UMMI SURGICAL SDN BHD | STOR 223448 | GERMANY |  | UMMI SURGICAL SDN BHD |  |  | 0 | 0 | 0 | 0 |  |  |  |  | 2024-04-23 | KPJ Ipoh Specialist Hospital | 2 | [12 empty] | 2025-10-01 | 2026-04-01 | bar: APR; OCT
489 | H07B100489 | 15969 | BEMS | B | - | ACT | C | H07 | BEMS | 32" 4K MONITOR | 32" 4K MONITOR | BA | OT | L01 | ISH/BE/01994 | 0 |  | 0 | HOSPITAL | 0 | 0 | 0 | 0 | 0 | 0 | 0 | 0 | 0 | 0 | 0 | 2025-04-22 | 1900-01-01 | 0 | [8 empty] | OT |  |  |  | 0 | 0 | [12 empty] | admin | 2024-12-12 14:25 |  | KARL STORZ | TM343 | 28542063 | OPERATION THEATRE |  |  | 1 | B | 1 |  | SUP100049 | UMMI SURGICAL SDN BHD | STOR 223448 | GERMANY |  | UMMI SURGICAL SDN BHD |  |  | 0 | 0 | 0 | 0 |  |  |  |  | 2024-04-23 | KPJ Ipoh Specialist Hospital | 2 | [12 empty] | 2025-10-01 | 2026-04-01 | bar: APR; OCT
490 | H07B100490 | - | BEMS | B | - | ACT | C | H07 | BEMS | ENDOFLATOR 40 SCB | ENDOFLATOR 40 SCB | BA | OT | L01 | ISH/BE/01995 | 0 |  | 0 | HOSPITAL | 0 | 0 | 0 | 0 | 0 | 0 | 0 | 0 | 0 | 0 | 0 | 2025-04-22 | 1900-01-01 | 0 | [8 empty] | OT |  |  |  | 0 | 0 | [12 empty] | admin | 2024-12-12 14:25 |  | KARL STORZ | UI400S1 | UM13462 | OPERATION THEATRE |  |  | 1 | B | 1 |  | SUP100049 | UMMI SURGICAL SDN BHD | STOR 223448 | GERMANY |  | UMMI SURGICAL SDN BHD |  |  | 0 | 0 | 0 | 0 |  |  |  |  | 2024-04-23 | KPJ Ipoh Specialist Hospital | 2 | [12 empty] | 2025-10-01 | 2026-04-01 | bar: APR; OCT
491 | H07B100491 | 16902 | BEMS | B | - | ACT | C | H07 | BEMS | AIDA SYSYEM | AIDA SYSYEM | BA | OT | L01 | ISH/BE/01996 | 0 |  | 0 | HOSPITAL | 0 | 0 | 0 | 0 | 0 | 0 | 0 | 0 | 0 | 0 | 0 | 2025-04-22 | 1900-01-01 | 0 | [8 empty] | OT |  |  |  | 0 | 0 | [12 empty] | admin | 2024-12-12 14:25 |  | KARL STORZ | WD360-EN | M8WM211159(XN2000936) | OPERATION THEATRE |  |  | 1 | B | 1 |  | SUP100049 | UMMI SURGICAL SDN BHD | STOR 223448 | GERMANY |  | UMMI SURGICAL SDN BHD |  |  | 0 | 0 | 0 | 0 |  |  |  |  | 2024-04-23 | KPJ Ipoh Specialist Hospital | 2 | [12 empty] | 2025-10-01 | 2026-04-01 | bar: APR; OCT
492 | H07B100492 | - | BEMS | B | - | ACT | C | H07 | BEMS | ENDOMAT | ENDOMAT | BA | OT | L01 | ISH/BE/01997 | 0 |  | 0 | HOSPITAL | 32480.1 | 0 | 0 | 0 | 0 | 0 | 0 | 0 | 0 | 0 | 0 | 2025-04-22 | 1900-01-01 | 0 | [8 empty] | OT |  |  |  | 0 | 0 | [12 empty] | admin | 2024-12-12 14:25 |  | KARL STORZ | UP220 | YM01712 | OPERATION THEATRE |  |  | 1 | B | 1 |  | SUP100049 | UMMI SURGICAL SDN BHD | STOR 222000 | GERMANY |  | UMMI SURGICAL SDN BHD |  |  | 0 | 0 | 0 | 0 |  |  |  |  | 2024-04-23 | KPJ Ipoh Specialist Hospital | 2 | [12 empty] | 2025-10-01 | 2026-04-01 | bar: APR; OCT
493 | H07B100493 | 12636 | BEMS | B | - | ACT | C | H07 | BEMS | VITAL SIGN MONITOR | VITAL SIGN MONITOR | BA | OT | L01 | ISH/BE/02005 | 0 |  | 0 | HOSPITAL | 6800 | 0 | 0 | 0 | 0 | 0 | 0 | 0 | 0 | 0 | 0 | 2026-05-13 | 1900-01-01 | 0 | [8 empty] | OT |  |  |  | 0 | 0 | [12 empty] | admin | 2024-12-12 14:25 |  | NIHON KOHDEN | SVM-7260 | 01678 | OPERATION THEATRE |  |  | 1 | B | 1 |  | STAR MEDICAL SYSTEMS (M) SDN BHD | STAR MEDICAL SYSTEMS (M) SDN BHD | STOR 224323 | JAPAN |  | STAR MEDICAL SYSTEM (M) SDN BHD |  |  | 0 | 0 | 0 | 0 |  |  |  |  | 2024-07-05 | KPJ Ipoh Specialist Hospital | 2 | [12 empty] | 2025-11-01 | 2026-05-01 | bar: MAY; NOV
494 | H07B100494 | 15966 | BEMS | B | - | ACT | C | H07 | BEMS | LCD MONITOR | LCD MONITOR | BA | OT | L01 | ISH/BE/02012 | 0 |  | 0 | HOSPITAL | 175918.02 | 0 | 0 | 0 | 0 | 0 | 0 | 0 | 0 | 0 | 0 | 2026-05-19 | 1900-01-01 | 0 | [8 empty] | OT |  |  |  | 0 | 0 | [12 empty] | admin | 2024-12-12 14:25 |  | OLYMPUS | LMD-2735MD | 8008857 | OPERATION THEATRE |  |  | 1 | B | 1 |  | OLYMPUS (MALAYSIA) SDN BHD | OLYMPUS (MALAYSIA) SDN BHD | STOR 224198 | JAPAN |  | OLYMPUS (MALAYSIA) SDN BHD |  |  | 0 | 0 | 0 | 0 |  |  |  |  | 2024-05-20 | KPJ Ipoh Specialist Hospital | 1 | [12 empty] | 2025-05-01 | 2026-05-01 | bar: MAY
495 | H07B100495 | 18037 | BEMS | B | - | ACT | C | H07 | BEMS | VIDEO SYSTEM | VIDEO SYSTEM | BA | OT | L01 | ISH/BE/02013 | 0 |  | 0 | HOSPITAL | 0 | 0 | 0 | 0 | 0 | 0 | 0 | 0 | 0 | 0 | 0 | 2026-05-19 | 1900-01-01 | 0 | [8 empty] | OT |  |  |  | 0 | 0 | [12 empty] | admin | 2024-12-12 14:25 |  | OLYMPUS | OTV-S200 | 7356268 | OPERATION THEATRE |  |  | 1 | B | 1 |  | OLYMPUS (MALAYSIA) SDN BHD | OLYMPUS (MALAYSIA) SDN BHD | STOR 224198 | JAPAN |  | OLYMPUS (MALAYSIA) SDN BHD |  |  | 0 | 0 | 0 | 0 |  |  |  |  | 2024-05-20 | KPJ Ipoh Specialist Hospital | 1 | [12 empty] | 2025-05-01 | 2026-05-01 | bar: MAY
496 | H07B100496 | 16974 | BEMS | B | - | ACT | C | H07 | BEMS | VIDEO RECORDER W DVD OPTICAL | VIDEO RECORDER W DVD OPTICAL | BA | OT | L01 | ISH/BE/02014 | 0 |  | 0 | HOSPITAL | 0 | 0 | 0 | 0 | 0 | 0 | 0 | 0 | 0 | 0 | 0 | 2026-05-19 | 1900-01-01 | 0 | [8 empty] | OT |  |  |  | 0 | 0 | [12 empty] | admin | 2024-12-12 14:25 |  | OLYMPUS | HVO-550MD | 123550 | OPERATION THEATRE |  |  | 1 | B | 1 |  | OLYMPUS (MALAYSIA) SDN BHD | OLYMPUS (MALAYSIA) SDN BHD | STOR 224198 | JAPAN |  | OLYMPUS (MALAYSIA) SDN BHD |  |  | 0 | 0 | 0 | 0 |  |  |  |  | 2024-05-20 | KPJ Ipoh Specialist Hospital | 1 | [12 empty] | 2025-05-01 | 2026-05-01 | bar: MAY
497 | H07B100497 | 13931 | BEMS | B | - | ACT | C | H07 | BEMS | SYRINGE PUMP TCI | SYRINGE PUMP TCI | BA | OT | L01 | ISH/BE/02023 | 0 |  | 0 | HOSPITAL | 11000 | 0 | 0 | 0 | 0 | 0 | 0 | 0 | 0 | 0 | 0 | 2026-06-20 | 1900-01-01 | 0 | [8 empty] | OT |  |  |  | 0 | 0 | [12 empty] | admin | 2024-12-12 14:25 |  | MEDCAPTAIN | HP TCI | 6002404000576 | OPERATION THEATRE |  |  | 1 | B | 1 |  | ONEHEART MEDIC SDN BHD | ONEHEART MEDIC SDN BHD | STOR 223449 | CHINA |  | ONEHEART MEDIC SDN BHD |  |  | 0 | 0 | 0 | 0 |  |  |  |  | 2024-06-21 | KPJ Ipoh Specialist Hospital | 2 | [12 empty] | 2025-12-01 | 2026-06-01 | bar: JUN; DEC
498 | H07B100498 | 13931 | BEMS | B | - | ACT | C | H07 | BEMS | SYRINGE PUMP TCI | SYRINGE PUMP TCI | BA | OT | L01 | ISH/BE/02024 | 0 |  | 0 | HOSPITAL | 11000 | 0 | 0 | 0 | 0 | 0 | 0 | 0 | 0 | 0 | 0 | 2026-06-20 | 1900-01-01 | 0 | [8 empty] | OT |  |  |  | 0 | 0 | [12 empty] | admin | 2024-12-12 14:25 |  | MEDCAPTAIN | HP TCI | 6002404000577 | OPERATION THEATRE |  |  | 1 | B | 1 |  | ONEHEART MEDIC SDN BHD | ONEHEART MEDIC SDN BHD | STOR 223449 | CHINA |  | ONEHEART MEDIC SDN BHD |  |  | 0 | 0 | 0 | 0 |  |  |  |  | 2024-06-21 | KPJ Ipoh Specialist Hospital | 2 | [12 empty] | 2025-12-01 | 2026-06-01 | bar: JUN; DEC
499 | H07B100499 | 13961 | BEMS | B | - | ACT | C | H07 | BEMS | OPERATING TABLE | OPERATING TABLE | BA | OT | L01 | ISH/BE/02027 | 0 |  | 0 | HOSPITAL | 251000 | 0 | 0 | 0 | 0 | 0 | 0 | 0 | 0 | 0 | 0 | 2028-06-27 | 1900-01-01 | 0 | [8 empty] | OT |  |  |  | 0 | 0 | [12 empty] | admin | 2024-12-12 14:25 |  | STERIS | CMAX3 | 22657 | OPERATION THEATRE |  |  | 1 | B | 1 |  | STERIS(M) SDN BHD | STERIS(M) SDN BHD | STOR 221085 |  |  | STERIS(M) SDN BHD |  |  | 0 | 0 | 0 | 0 |  |  |  |  | 2024-06-28 | KPJ Ipoh Specialist Hospital | 2 | [12 empty] | 2025-12-01 | 2026-06-01 | bar: JUN; DEC
500 | H07B100500 | 17001 | BEMS | B | - | ACT | C | H07 | BEMS | CAMERA HEAD | CAMERA HEAD | BA | OT | L01 | ISH/BE/02030 | 0 |  | 0 | HOSPITAL | 65046.76 | 0 | 0 | 0 | 0 | 0 | 0 | 0 | 0 | 0 | 0 | 2025-07-31 | 1900-01-01 | 0 | [8 empty] | OT |  |  |  | 0 | 0 | [12 empty] | admin | 2024-12-12 14:25 |  | OLYMPUS | CH-S200-XZ-EB-E | 7423480 | OPERATION THEATRE |  |  | 1 | B | 1 |  | OLYMPUS (M) SDN BHD | OLYMPUS (M) SDN BHD | STOR 226702 | JAPAN |  | OLYMPUS (MALAYSIA) SDN BHD |  |  | 0 | 0 | 0 | 0 |  |  |  |  | 2024-08-01 | KPJ Ipoh Specialist Hospital | 1 | [12 empty] | 2025-06-01 | 2026-06-01 | bar: JUN
501 | H07B100501 | 17001 | BEMS | B | - | ACT | C | H07 | BEMS | CAMERA HEAD | CAMERA HEAD | BA | OT | L01 | ISH/BE/02031 | 0 |  | 0 | HOSPITAL | 37039.2 | 0 | 0 | 0 | 0 | 0 | 0 | 0 | 0 | 0 | 0 | 2025-07-31 | 1900-01-01 | 0 | [8 empty] | OT |  |  |  | 0 | 0 | [12 empty] | admin | 2024-12-12 14:25 |  | OLYMPUS | OTV-S7PROH-HD-10E | 7460516 | OPERATION THEATRE |  |  | 1 | B | 1 |  | OLYMPUS (M) SDN BHD | OLYMPUS (M) SDN BHD | STOR 226701 | JAPAN |  | OLYMPUS (MALAYSIA) SDN BHD |  |  | 0 | 0 | 0 | 0 |  |  |  |  | 2024-08-01 | KPJ Ipoh Specialist Hospital | 1 | [12 empty] | 2025-06-01 | 2026-06-01 | bar: JUN
502 | H07B100502 | 10208 | BEMS | B | - | ACT | C | H07 | BEMS | ASPIRATORS | ASPIRATORS | BA | OT | L01 | ISH/BE/02033 | 0 |  | 0 | HOSPITAL | 22800 | 0 | 0 | 0 | 0 | 0 | 0 | 0 | 0 | 0 | 0 | 2029-08-06 | 1900-01-01 | 0 | [8 empty] | OT |  |  |  | 0 | 0 | [12 empty] | admin | 2024-12-12 14:25 |  | MEDELA AG | MEDELA BASIC MOBILE | 2038964 | OPERATION THEATRE |  |  | 1 | B | 1 |  | SUP100026 | PRINCIP ENGINEERING | STOR 228345 | SWITZERLAND |  | PRINCIP ENGINEERING |  |  | 0 | 0 | 0 | 0 |  |  |  |  | 2024-08-07 | KPJ Ipoh Specialist Hospital | 1 | [12 empty] | 2025-08-01 | 2026-08-01 | bar: AUG
503 | H07B100503 | 15076 | BEMS | B | - | ACT | C | H07 | BEMS | VIDEO LARYNGOSCOPE | VIDEO LARYNGOSCOPE | BA | OT | L01 | ISH/BE/02085 | 0 |  | 0 | HOSPITAL | 82578 | 0 | 0 | 0 | 0 | 0 | 0 | 0 | 0 | 0 | 0 | 2026-10-20 | 1900-01-01 | 0 | [8 empty] | OT |  |  |  | 0 | 0 | [12 empty] | admin | 2024-12-12 14:25 |  | C-MAC | 8404ZXK | ZN5381 | OPERATION THEATRE |  |  | 1 | B | 1 |  | SUP100049 | UMMI SURGICAL SDN BHD | STOR 231793 | GERMANY |  | UMMI SURGICAL SDN BHD |  |  | 0 | 0 | 0 | 0 |  |  |  |  | 2024-10-21 | KPJ Ipoh Specialist Hospital | 2 | [12 empty] | 2025-10-01 | 2026-04-01 | bar: APR; OCT
504 | H07B100504 | - | BEMS | B | - | ACT | C | H07 | BEMS | WASHER DISINFECTOR (SEMI AUTOMATED) | WASHER DISINFECTOR (SEMI AUTOMATED) | BA | OT | L01 | ISH/BE/02089 | 0 |  | 0 | HOSPITAL | 26750 | 0 | 0 | 0 | 0 | 0 | 0 | 0 | 0 | 0 | 0 | 2025-11-07 | 1900-01-01 | 0 | [8 empty] | OT |  |  |  | 0 | 0 | [12 empty] | admin | 2024-12-12 14:25 |  | TRISTEL SOLUTIONS LIMITED | STELLA SYSTEM B | 2022220 | OPERATION THEATRE |  |  | 1 | B | 1 |  | TRISTEL MALAYSIA SDN BHD | TRISTEL MALAYSIA SDN BHD | DIRECT PAYMENT | UK |  | TRISTEL MALAYSIA SDN BHD |  |  | 0 | 0 | 0 | 0 |  |  |  |  | 2024-11-08 | KPJ Ipoh Specialist Hospital | 2 | [12 empty] | 2025-11-01 | 2026-05-01 | bar: MAY; NOV
505 | H07B100505 | - | BEMS | B | - | ACT | C | H07 | BEMS | PORTABLE ULTRASOUND | PORTABLE ULTRASOUND | BA | OT | L01 | ISH/BE/02102 | 0 |  | 0 | HOSPITAL | 38000 | 0 | 0 | 0 | 0 | 0 | 0 | 0 | 0 | 0 | 0 | 2026-11-27 | 1900-01-01 | 0 | [8 empty] | OT |  |  |  | 0 | 0 | [12 empty] | admin | 2024-12-12 14:25 |  | GE | GE VSCAN AIR CL G1 KIT | VA009003924 | OPERATION THEATRE |  |  | 1 | B | 1 |  | SUP100016 | INSAN BAKTI SDN BHD | STOR 229398 | USA |  | INSAN BAKTI SDN BHD |  |  | 0 | 0 | 0 | 0 |  |  |  |  | 2024-11-28 | KPJ Ipoh Specialist Hospital | 0
506 | H07B100506 | 13215 | BEMS | B | - | ACT | C | H07 | BEMS | INFUSION PUMP | INFUSION PUMP | BA | A&E | GF | ISH/BE/00186 | 0 |  | 0 | HOSPITAL | 3500 | 0 | 0 | 0 | 0 | 0 | 0 | 0 | 0 | 0 | 0 |  | 1900-01-01 | 29 | [8 empty] | A&E |  |  |  | 0 | 0 | [12 empty] | admin | 2024-12-12 14:25 |  | TERUMO | TE112 | 2110048 | ACCIDENT & EMERGENCY SERVICES |  |  | 1 | B | 1 |  | HOSPIMETRIX SDN BHD | HOSPIMETRIX SDN BHD |  | JAPAN |  | PRINCIP ENGINEERING |  |  | 0 | 0 | 0 | 0 |  |  |  |  | 1995-01-01 | KPJ Ipoh Specialist Hospital | 1 | [12 empty] | 2025-11-01 | 2026-11-01 | bar: NOV
507 | H07B100507 | 12636 | BEMS | B | - | ACT | C | H07 | BEMS | VITAL SIGN MONITOR | VITAL SIGN MONITOR | BA | A&E | GF | ISH/BE/00660 | 0 |  | 0 | HOSPITAL | 7000 | 0 | 0 | 0 | 0 | 0 | 0 | 0 | 0 | 0 | 0 | 2010-02-01 | 1900-01-01 | 15 | [8 empty] | A&E |  |  |  | 0 | 0 | [12 empty] | admin | 2024-12-12 14:25 |  | GE | 0 | SDT 08270182SP | ACCIDENT & EMERGENCY SERVICES |  |  | 1 | B | 1 |  | JEBSEN & JESSEN TECHNOLOGY SDN BHD | JEBSEN & JESSEN TECHNOLOGY SDN BHD |  | GERMANY |  | PRINCIP ENGINEERING |  |  | 0 | 0 | 0 | 0 |  |  |  |  | 2009-03-02 | KPJ Ipoh Specialist Hospital | 2 | [12 empty] | 2025-09-01 | 2026-03-01 | bar: MAR; SEP
508 | H07B100508 | 17116 | BEMS | B | - | ACT | C | H07 | BEMS | DEFIBRILLATORS | DEFIBRILLATORS | BA | A&E | GF | ISH/BE/01520 | 0 |  | 0 | HOSPITAL | 18810 | 0 | 0 | 0 | 0 | 0 | 0 | 0 | 0 | 0 | 0 | 2018-06-01 | 1900-01-01 | 7 | [8 empty] | A&E |  |  |  | 0 | 0 | [12 empty] | admin | 2024-12-12 14:25 |  | PHILIPS | EFFICIA DFM100 | CN32610589 | ACCIDENT & EMERGENCY SERVICES |  |  | 1 | B | 1 |  | UWC HEALTHCARE SDN BHD | UWC HEALTHCARE SDN BHD | STOR 143296(FA) | GERMANY |  | PRINCIP ENGINEERING |  |  | 0 | 0 | 0 | 0 |  |  |  |  | 2017-06-15 | KPJ Ipoh Specialist Hospital | 2 | [12 empty] | 2025-09-01 | 2026-03-01 | bar: MAR; SEP
509 | H07B100509 | 13215 | BEMS | B | - | ACT | C | H07 | BEMS | INFUSION PUMP | INFUSION PUMP | BA | A&E | GF | ISH/BE/00678 | 0 |  | 0 | HOSPITAL | 3650 | 0 | 0 | 0 | 0 | 0 | 0 | 0 | 0 | 0 | 0 | 2011-03-01 | 1900-01-01 | 15 | [8 empty] | A&E |  |  |  | 0 | 0 | [12 empty] | admin | 2024-12-12 14:25 |  | B.BRAUN | 8712212 | 48269 | ACCIDENT & EMERGENCY SERVICES |  |  | 1 | B | 1 |  | B.BRAUN MEDICAL SUPPLIES SDN BHD | B.BRAUN MEDICAL SUPPLIES SDN BHD |  | GERMANY |  | PRINCIP ENGINEERING |  |  | 0 | 0 | 0 | 0 |  |  |  |  | 2009-03-19 | KPJ Ipoh Specialist Hospital | 1 | [12 empty] | 2025-04-01 | 2026-04-01 | bar: APR
510 | H07B100510 | 13215 | BEMS | B | - | ACT | C | H07 | BEMS | INFUSION PUMP | INFUSION PUMP | BA | A&E | GF | ISH/BE/01521 | 0 |  | 0 | HOSPITAL | 4200 | 0 | 0 | 0 | 0 | 0 | 0 | 0 | 0 | 0 | 0 | 2019-07-01 | 1900-01-01 | 7 | [8 empty] | A&E |  |  |  | 0 | 0 | [12 empty] | admin | 2024-12-12 14:25 |  | TERUMO | TE-135 | 1605000539 | ACCIDENT & EMERGENCY SERVICES |  |  | 1 | B | 1 |  | SUMMIT COMPANY (M) SDN BHD | SUMMIT COMPANY (M) SDN BHD |  | JAPAN |  | PRINCIP ENGINEERING |  |  | 0 | 0 | 0 | 0 |  |  |  |  | 2017-07-14 | KPJ Ipoh Specialist Hospital | 1 | [12 empty] | 2025-11-01 | 2026-11-01 | bar: NOV
511 | H07B100511 | 11073 | BEMS | B | - | ACT | N | H07 | BEMS | NIBP MONITOR | NIBP MONITOR | BA | A&E | GF | ISH/BE/00693 | 0 |  | 0 | HOSPITAL | 3500 | 0 | 0 | 0 | 0 | 0 | 0 | 0 | 0 | 0 | 0 | 2010-08-01 | 1900-01-01 | 15 | [8 empty] | A&E |  |  |  | 0 | 0 | [12 empty] | admin | 2024-12-12 14:25 |  | OMRON | HEM-907 | 20080900172AF | ACCIDENT & EMERGENCY SERVICES |  |  | 1 | B | 1 |  | IPOH JAYA MEDIC ENTERPRISE | IPOH JAYA MEDIC ENTERPRISE |  | JAPAN |  | PRINCIP ENGINEERING |  |  | 0 | 0 | 0 | 0 |  |  |  |  | 2009-03-08 | KPJ Ipoh Specialist Hospital | 1 | [12 empty] | 2025-01-01 | 2026-01-01 | bar: JAN
512 | H07B100512 | 11407 | BEMS | B | - | ACT | C | H07 | BEMS | ELECTROCARDIOGRAPH | ELECTROCARDIOGRAPH | BA | A&E | GF | ISH/BE/01154 | 0 |  | 0 | HOSPITAL | 16750 | 0 | 0 | 0 | 0 | 0 | 0 | 0 | 0 | 0 | 0 | 2016-02-01 | 1900-01-01 | 10 | [8 empty] | A&E |  |  |  | 0 | 0 | [12 empty] | admin | 2024-12-12 14:25 |  | NORAV MEDICAL | NECG-12C | NECGM13506580007 | ACCIDENT & EMERGENCY SERVICES |  |  | 1 | B | 1 |  | SUN MEDICAL SYSTEMS SDN. BHD | SUN MEDICAL SYSTEMS SDN. BHD | STOR 111912 (FA) | GERMANY |  | SUN MEDICAL SYSTEM SDN. BHD |  |  | 0 | 0 | 0 | 0 |  |  |  |  | 2014-02-20 | KPJ Ipoh Specialist Hospital | 2 | [12 empty] | 2025-10-01 | 2026-04-01 | bar: APR; OCT
513 | H07B100513 | 12636 | BEMS | B | - | ACT | C | H07 | BEMS | VITAL SIGN MONITOR | VITAL SIGN MONITOR | BA | A&E | GF | ISH/BE/00728 | 0 |  | 0 | HOSPITAL | 7500 | 0 | 0 | 0 | 0 | 0 | 0 | 0 | 0 | 0 | 0 | 2010-12-01 | 1900-01-01 | 15 | [8 empty] | A&E |  |  |  | 0 | 0 | [12 empty] | admin | 2024-12-12 14:25 |  | GE | CARESCAPE V100 | SDT 09370114 SP | ACCIDENT & EMERGENCY SERVICES |  |  | 1 | B | 1 |  | S&F ENTERPRISE | S&F ENTERPRISE |  | GERMANY |  | PRINCIP ENGINEERING |  |  | 0 | 0 | 0 | 0 |  |  |  |  | 2009-09-12 | KPJ Ipoh Specialist Hospital | 2 | [12 empty] | 2025-09-01 | 2026-03-01 | bar: MAR; SEP
514 | H07B100514 | 13461 | BEMS | B | - | ACT | N | H07 | BEMS | WEIGHING SCALES | WEIGHING SCALES | BA | A&E | GF | ISH/BE/00735 | 0 |  | 0 | HOSPITAL | 2700 | 0 | 0 | 0 | 0 | 0 | 0 | 0 | 0 | 0 | 0 | 2011-01-01 | 1900-01-01 | 14 | [8 empty] | A&E |  |  |  | 0 | 0 | [12 empty] | admin | 2024-12-12 14:25 |  | SECA | 374 | 5374177061373 | ACCIDENT & EMERGENCY SERVICES |  |  | 1 | B | 1 |  | MEDICARE SDN BHD | MEDICARE SDN BHD |  | GERMANY |  | PRINCIP ENGINEERING |  |  | 0 | 0 | 0 | 0 |  |  |  |  | 2010-07-01 | KPJ Ipoh Specialist Hospital | 1 | [12 empty] | 2025-08-01 | 2026-08-01 | bar: AUG
515 | H07B100515 | 12647 | BEMS | B | - | ACT | C | H07 | BEMS | PATIENT MONITORING SYSTEM | PATIENT MONITORING SYSTEM | BA | A&E | GF | ISH/BE/00817 | 0 |  | 0 | HOSPITAL | 14500 | 0 | 0 | 0 | 0 | 0 | 0 | 0 | 0 | 0 | 0 | 2013-05-01 | 1900-01-01 | 14 | [8 empty] | A&E |  |  |  | 0 | 0 | [12 empty] | admin | 2024-12-12 14:25 |  | PHILIPS | 863063 SURESIGN VM4 | CN04370116 | ACCIDENT & EMERGENCY SERVICES |  |  | 1 | B | 1 |  | SUP100018 | IDS MEDICAL SYSTEM (M) SDN BHD |  | GERMANY |  | PRINCIP ENGINEERING |  |  | 0 | 0 | 0 | 0 |  |  |  |  | 2010-05-24 | KPJ Ipoh Specialist Hospital | 2 | [12 empty] | 2025-07-01 | 2026-01-01 | bar: JAN; JUL
516 | H07B100516 | - | BEMS | B | - | ACT | N | H07 | BEMS | POP CUTTER | POP CUTTER | BA | A&E | GF | ISH/BE/00899 | 0 |  | 0 | HOSPITAL | 15000 | 0 | 0 | 0 | 0 | 0 | 0 | 0 | 0 | 0 | 0 |  | 1900-01-01 | 18 | [8 empty] | A&E |  |  |  | 0 | 0 | [12 empty] | admin | 2024-12-12 14:25 |  | OSCIMED ERGO | OSC180 | 4170 | ACCIDENT & EMERGENCY SERVICES |  |  | 1 | B | 1 |  | ROBO MEDIK | ROBO MEDIK |  | USA |  | PRINCIP ENGINEERING |  |  | 0 | 0 | 0 | 0 |  |  |  |  | 2006-10-13 | KPJ Ipoh Specialist Hospital | 1 | [12 empty] | 2025-10-01 | 2026-10-01 | bar: OCT
517 | H07B100517 | 13461 | BEMS | B | - | ACT | N | H07 | BEMS | WEIGHING SCALES | WEIGHING SCALES | BA | A&E | GF | ISH/BE/00900 | 0 |  | 0 | HOSPITAL | 5000 | 0 | 0 | 0 | 0 | 0 | 0 | 0 | 0 | 0 | 0 |  | 1900-01-01 | 14 | [8 empty] | A&E |  |  |  | 0 | 0 | [12 empty] | admin | 2024-12-12 14:25 |  | STURDY | N/A | N/A | ACCIDENT & EMERGENCY SERVICES |  |  | 1 | B | 1 |  | RITZ MEDICAL SUPPLIES | RITZ MEDICAL SUPPLIES |  | CHINA |  | PRINCIP ENGINEERING |  |  | 0 | 0 | 0 | 0 |  |  |  |  | 2010-07-24 | KPJ Ipoh Specialist Hospital | 1 | [12 empty] | 2025-08-01 | 2026-08-01 | bar: AUG
518 | H07B100518 | 13217 | BEMS | B | - | ACT | C | H07 | BEMS | SYRINGE PUMP | SYRINGE PUMP | BA | A&E | GF | ISH/BE/00908 | 0 |  | 0 | HOSPITAL | 2950 | 0 | 0 | 0 | 0 | 0 | 0 | 0 | 0 | 0 | 0 | 2011-10-01 | 1900-01-01 | 14 | [8 empty] | A&E |  |  |  | 0 | 0 | [12 empty] | admin | 2024-12-12 14:25 |  | TERUMO | TE 331 | 1001000519 | ACCIDENT & EMERGENCY SERVICES |  |  | 1 | B | 1 |  | SUMMIT COMPANY (M) SDN BHD | SUMMIT COMPANY (M) SDN BHD |  | JAPAN |  | PRINCIP ENGINEERING |  |  | 0 | 0 | 0 | 0 |  |  |  |  | 2010-10-28 | KPJ Ipoh Specialist Hospital | 1 | [12 empty] | 2025-06-01 | 2026-06-01 | bar: JUN
519 | H07B100519 | 10208 | BEMS | B | - | ACT | C | H07 | BEMS | ASPIRATORS | ASPIRATORS | BA | A&E | GF | ISH/BE/00960 | 0 |  | 0 | HOSPITAL | 1200 | 0 | 0 | 0 | 0 | 0 | 0 | 0 | 0 | 0 | 0 | 2012-03-01 | 1900-01-01 | 13 | [8 empty] | A&E |  |  |  | 0 | 0 | [12 empty] | admin | 2024-12-12 14:25 |  | MERIDIEN | 7E-D | 00002 | ACCIDENT & EMERGENCY SERVICES |  |  | 1 | B | 1 |  | IPOH JAYA MEDIC ENTERPRISE | IPOH JAYA MEDIC ENTERPRISE |  | CHINA |  | PRINCIP ENGINEERING |  |  | 0 | 0 | 0 | 0 |  |  |  |  | 2011-03-25 | KPJ Ipoh Specialist Hospital | 1 | [12 empty] | 2025-02-01 | 2026-02-01 | bar: FEB
520 | H07B100520 | 12276 | BEMS | B | - | ACT | N | H07 | BEMS | EXAMINATION LIGHT | EXAMINATION LIGHT | BA | A&E | GF | ISH/BE/01014 | 0 |  | 0 | HOSPITAL | 980 | 0 | 0 | 0 | 0 | 0 | 0 | 0 | 0 | 0 | 0 | 2012-09-01 | 1900-01-01 | 13 | [8 empty] | A&E |  |  |  | 0 | 0 | [12 empty] | admin | 2024-12-12 14:25 |  | N/A | FL0803 | 11091411 | ACCIDENT & EMERGENCY SERVICES |  |  | 1 | B | 1 |  | IPOH JAYA MEDIC ENTERPRISE | IPOH JAYA MEDIC ENTERPRISE |  | CHINA |  | PRINCIP ENGINEERING |  |  | 0 | 0 | 0 | 0 |  |  |  |  | 2011-09-14 | KPJ Ipoh Specialist Hospital | 1 | [12 empty] | 2025-04-01 | 2026-04-01 | bar: APR
521 | H07B100521 | 17203 | BEMS | B | - | ACT | C | H07 | BEMS | ULTRASOUND SYSTEM | ULTRASOUND SYSTEM | BA | A&E | GF | ISH/BE/01058 | 0 |  | 0 | HOSPITAL | 0 | 0 | 0 | 0 | 0 | 0 | 0 | 0 | 0 | 0 | 0 | 2014-08-01 | 1900-01-01 | 12 | [8 empty] | A&E |  |  |  | 0 | 0 | [12 empty] | admin | 2024-12-12 14:25 |  | BK MEDICAL | FLEX FOCUS 800 | 5002041 | ACCIDENT & EMERGENCY SERVICES |  |  | 1 | B | 1 |  | AVANTGARDE HEALTHCARE SDN. BHD. | AVANTGARDE HEALTHCARE SDN. BHD. | STOR 96941 (FA) | GERMANY |  | MEDILIFE SDN BHD |  |  | 0 | 0 | 0 | 0 |  |  |  |  | 2012-10-08 | KPJ Ipoh Specialist Hospital | 2 | [12 empty] | 2025-10-01 | 2026-04-01 | bar: APR; OCT
522 | H07B100522 | 16228 | BEMS | B | - | ACT | C | H07 | BEMS | LITHOTRIPTER | LITHOTRIPTER | BA | A&E | GF | ISH/BE/01059 | 0 |  | 0 | HOSPITAL | 1400000 | 0 | 0 | 0 | 0 | 0 | 0 | 0 | 0 | 0 | 0 | 2014-08-14 | 1900-01-01 | 12 | [8 empty] | A&E |  |  |  | 0 | 0 | [12 empty] | admin | 2024-12-12 14:25 |  | DORNIER/GERMANY | COMPACT DELTA II | 1475 | ACCIDENT & EMERGENCY SERVICES |  |  | 1 | B | 1 |  | AVANTGARDE HEALTHCARE SDN. BHD. | AVANTGARDE HEALTHCARE SDN. BHD. | STOR 96941 (FA) | GERMANY |  | AVANTGARDE HEALTHCARE SDN BHD |  |  | 0 | 0 | 0 | 0 |  |  |  |  | 2012-08-15 | KPJ Ipoh Specialist Hospital | 2 | [12 empty] | 2025-11-01 | 2026-05-01 | bar: MAY; NOV
523 | H07B100523 | 12647 | BEMS | B | - | ACT | C | H07 | BEMS | PATIENT MONITORING SYSTEM | PATIENT MONITORING SYSTEM | BA | A&E | GF | ISH/BE/01059 | 0 |  | 0 | HOSPITAL | 18000 | 0 | 0 | 0 | 0 | 0 | 0 | 0 | 0 | 0 | 0 | 2014-08-01 | 1900-01-01 | 12 | [8 empty] | A&E |  |  |  | 0 | 0 | [12 empty] | admin | 2024-12-12 14:25 |  | DRAGER | GAMMA XL | 5516511278 | ACCIDENT & EMERGENCY SERVICES |  |  | 1 | B | 1 |  | AVANTGARDE HEALTHCARE SDN. BHD. | AVANTGARDE HEALTHCARE SDN. BHD. | STOR 96941 (FA) | GERMANY |  | PRINCIP ENGINEERING |  |  | 0 | 0 | 0 | 0 |  |  |  |  | 2012-08-15 | KPJ Ipoh Specialist Hospital | 2 | [12 empty] | 2025-10-01 | 2026-04-01 | bar: APR; OCT
524 | H07B100524 | 11073 | BEMS | B | - | ACT | N | H07 | BEMS | NIBP MONITOR | NIBP MONITOR | BA | A&E | GF | ISH/BE/01086 | 0 |  | 0 | HOSPITAL | 15000 | 0 | 0 | 0 | 0 | 0 | 0 | 0 | 0 | 0 | 0 | 2014-05-01 | 1900-01-01 | 11 | [8 empty] | A&E |  |  |  | 0 | 0 | [12 empty] | admin | 2024-12-12 14:25 |  | OMRON | HBP-9020 | 02000065LF | ACCIDENT & EMERGENCY SERVICES |  |  | 1 | B | 1 |  | IPOH JAYA MEDIC ENTERPRISE | IPOH JAYA MEDIC ENTERPRISE | STOR 105365 (FA) | JAPAN |  | PRINCIP ENGINEERING |  |  | 0 | 0 | 0 | 0 |  |  |  |  | 2013-05-16 | KPJ Ipoh Specialist Hospital | 1 | [13 empty] | 1900-06-30 | bar: JUL
525 | H07B100525 | 16438 | BEMS | B | - | ACT | C | H07 | BEMS | ENT HEADLIGHT | ENT HEADLIGHT | BA | A&E | GF | ISH/BE/01107 | 0 |  | 0 | HOSPITAL | 3250 | 0 | 0 | 0 | 0 | 0 | 0 | 0 | 0 | 0 | 0 | 2014-07-01 | 1900-01-01 | 11 | [8 empty] | A&E |  |  |  | 0 | 0 | [12 empty] | admin | 2024-12-12 14:25 |  | WELCH ALLYN | 2050AH | N/A | ACCIDENT & EMERGENCY SERVICES |  |  | 1 | B | 1 |  | JESS MED | JESS MED | STOR 105530 (FA) | GERMANY |  | BEMS ISH |  |  | 0 | 0 | 0 | 0 |  |  |  |  | 2013-07-16 | KPJ Ipoh Specialist Hospital | 1 | [12 empty] | 2025-12-01 | 2026-12-01 | bar: DEC
526 | H07B100526 | 12276 | BEMS | B | - | ACT | N | H07 | BEMS | EXAMINATION LIGHT | EXAMINATION LIGHT | BA | A&E | GF | ISH/BE/01395 | 0 |  | 0 | HOSPITAL | 3600 | 0 | 0 | 0 | 0 | 0 | 0 | 0 | 0 | 0 | 0 | 2017-04-01 | 1900-01-01 | 8 | [8 empty] | A&E |  |  |  | 0 | 0 | [12 empty] | admin | 2024-12-12 14:25 |  | WELCH ALLYN | GS600 | N/A | ACCIDENT & EMERGENCY SERVICES |  |  | 1 | B | 1 |  | LKL BEST ENTERPRISE | LKL BEST ENTERPRISE | STOR 131852(FA) | GERMANY |  | BEMS ISH |  |  | 0 | 0 | 0 | 0 |  |  |  |  | 2016-05-05 | KPJ Ipoh Specialist Hospital | 1 | [12 empty] | 2025-04-01 | 2026-04-01 | bar: APR
527 | H07B100527 | 12647 | BEMS | B | - | ACT | C | H07 | BEMS | PATIENT MONITORING SYSTEM | PATIENT MONITORING SYSTEM | BA | A&E | GF | ISH/BE/01490 | 0 |  | 0 | HOSPITAL | 10000 | 0 | 0 | 0 | 0 | 0 | 0 | 0 | 0 | 0 | 0 | 2018-09-01 | 1900-01-01 | 8 | [8 empty] | A&E |  |  |  | 0 | 0 | [12 empty] | admin | 2024-12-12 14:25 |  | NIHON KOHDEN | SVM-7601 | 0000044 | ACCIDENT & EMERGENCY SERVICES |  |  | 1 | B | 1 |  | STAR MEDICAL SYSTEM (M) SDN BHD | STAR MEDICAL SYSTEM (M) SDN BHD | STOR 135573 (FA) | JAPAN |  | STAR MEDICAL SYSTEM SDN BHD |  |  | 0 | 0 | 0 | 0 |  |  |  |  | 2016-09-29 | KPJ Ipoh Specialist Hospital | 2 | [12 empty] | 2025-11-01 | 2026-05-01 | bar: MAY; NOV
528 | H07B100528 | 17116 | BEMS | B | - | ACT | C | H07 | BEMS | AUTOMATED EXTERNAL DEFIBRILLATOR | AUTOMATED EXTERNAL DEFIBRILLATOR | BA | A&E | GF | ISH/BE/01515 | 0 |  | 0 | HOSPITAL | 13050 | 0 | 0 | 0 | 0 | 0 | 0 | 0 | 0 | 0 | 0 | 2025-04-01 | 1900-01-01 | 7 | [8 empty] | A&E |  |  |  | 0 | 0 | [12 empty] | admin | 2024-12-12 14:25 |  | DEFIBTECH | LIFELIVE PRO | 400042527 | ACCIDENT & EMERGENCY SERVICES |  |  | 1 | B | 1 |  | PERNIAGAAN MEGAMEDIK SDN BHD | PERNIAGAAN MEGAMEDIK SDN BHD | STOR 143297 (FA) | USA |  | BEMS ISH |  |  | 0 | 0 | 0 | 0 |  |  |  |  | 2017-04-26 | KPJ Ipoh Specialist Hospital | 0
529 | H07B100529 | 12647 | BEMS | B | - | ACT | C | H07 | BEMS | PATIENT MONITORING SYSTEM | PATIENT MONITORING SYSTEM | BA | A&E | GF | ISH/BE/01591 | 0 |  | 0 | HOSPITAL | 10000 | 0 | 0 | 0 | 0 | 0 | 0 | 0 | 0 | 0 | 0 | 2021-04-01 | 1900-01-01 | 5 | [8 empty] | A&E |  |  |  | 0 | 0 | [12 empty] | admin | 2024-12-12 14:25 |  | NIHON KOHDEN | SVM 7621 | 0000140 | ACCIDENT & EMERGENCY SERVICES |  |  | 1 | B | 1 |  | STAR MEDICAL SYSTEM (M) SDN BHD | STAR MEDICAL SYSTEM (M) SDN BHD |  | JAPAN |  | STAR MEDICAL SYSTEM SDN BHD |  |  | 0 | 0 | 0 | 0 |  |  |  |  | 2019-04-04 | KPJ Ipoh Specialist Hospital | 2 | [12 empty] | 2025-11-01 | 2026-05-01 | bar: MAY; NOV
530 | H07B100530 | 12647 | BEMS | B | - | ACT | C | H07 | BEMS | PATIENT MONITORING SYSTEM | PATIENT MONITORING SYSTEM | BA | A&E | GF | ISH/BE/01593 | 0 |  | 0 | HOSPITAL | 10000 | 0 | 0 | 0 | 0 | 0 | 0 | 0 | 0 | 0 | 0 | 2021-06-01 | 1900-01-01 | 5 | [8 empty] | A&E |  |  |  | 0 | 0 | [12 empty] | admin | 2024-12-12 14:25 |  | NIHON KOHDEN | SVM 7622 | 0000148 | ACCIDENT & EMERGENCY SERVICES |  |  | 1 | B | 1 |  | STAR MEDICAL SYSTEM (M) SDN BHD | STAR MEDICAL SYSTEM (M) SDN BHD | STOR 171671 | JAPAN |  | STAR MEDICAL SYSTEM SDN BHD |  |  | 0 | 0 | 0 | 0 |  |  |  |  | 2019-06-21 | KPJ Ipoh Specialist Hospital | 2 | [12 empty] | 2025-11-01 | 2026-05-01 | bar: MAY; NOV
531 | H07B100531 | 14346 | BEMS | B | - | ACT | C | H07 | BEMS | VEIN VIEWER | VEIN VIEWER | BA | A&E | GF | ISH/BE/01588 | 0 |  | 0 | HOSPITAL | 20000 | 0 | 0 | 0 | 0 | 0 | 0 | 0 | 0 | 0 | 0 | 2024-02-01 | 1900-01-01 | 5 | [8 empty] | A&E |  |  |  | 0 | 0 | [12 empty] | admin | 2024-12-12 14:25 |  | CHRISTIE MEDICAL | MCV134-002102-02 | FLEXB16718N | ACCIDENT & EMERGENCY SERVICES |  |  | 1 | B | 1 |  | SUP100018 | IDS MEDICAL SYSTEM (M) SDN BHD | STOR 166057 | USA |  | IDS MEDICAL SYSTEM SDN BHD |  |  | 0 | 0 | 0 | 0 |  |  |  |  | 2019-02-22 | KPJ Ipoh Specialist Hospital | 1 | [12 empty] | 2025-12-01 | 2026-12-01 | bar: DEC
532 | H07B100532 | 11490 | BEMS | B | - | ACT | C | H07 | BEMS | ELECTROSURGICAL UNITS | ELECTROSURGICAL UNITS | BA | A&E | GF | ISH/BE/01603 | 0 |  | 0 | HOSPITAL | 15000 | 0 | 0 | 0 | 0 | 0 | 0 | 0 | 0 | 0 | 0 | 2023-10-01 | 1900-01-01 | 5 | [8 empty] | A&E |  |  |  | 0 | 0 | [12 empty] | admin | 2024-12-12 14:25 |  | BOVIE | DERM 942 | B4D2579033 | ACCIDENT & EMERGENCY SERVICES |  |  | 1 | B | 1 |  | BERRY MEDICAL SDN BHD | BERRY MEDICAL SDN BHD | STOR 177508 | USA |  | BERRY MEDICAL HEALTHCARE SDN BHD |  |  | 0 | 0 | 0 | 0 |  |  |  |  | 2019-10-31 | KPJ Ipoh Specialist Hospital | 1 | [12 empty] | 2025-12-01 | 2026-12-01 | bar: DEC
533 | H07B100533 | 17203 | BEMS | B | - | ACT | C | H07 | BEMS | ULTRASOUND SYSTEM | ULTRASOUND SYSTEM | BA | A&E | GF | ISH/BE/01693 | 0 |  | 0 | HOSPITAL | 250000 | 0 | 0 | 0 | 0 | 0 | 0 | 0 | 0 | 0 | 0 | 2022-08-02 | 1900-01-01 | 2 | [8 empty] | A&E |  |  |  | 0 | 0 | [12 empty] | admin | 2024-12-12 14:25 |  | BK MEDICAL | BK SPECTO | 2001894 | ACCIDENT & EMERGENCY SERVICES |  |  | 1 | B | 1 |  | SUP100019 | MEDI-LIFE (M) SDN BHD | STOR 203608 | USA |  | MEDI-LIFE (M) SDN BHD |  |  | 0 | 0 | 0 | 0 |  |  |  |  | 2022-08-03 | KPJ Ipoh Specialist Hospital | 2 | [12 empty] | 2025-08-01 | 2026-02-01 | bar: FEB; AUG
534 | H07B100534 | 12636 | BEMS | B | - | ACT | C | H07 | BEMS | VITAL SIGN MONITOR | VITAL SIGN MONITOR | BA | A&E | GF | ISH/BE/01703 | 0 |  | 0 | HOSPITAL | 6800 | 0 | 0 | 0 | 0 | 0 | 0 | 0 | 0 | 0 | 0 | 2025-08-01 | 1900-01-01 | 2 | [8 empty] | A&E |  |  |  | 0 | 0 | [12 empty] | admin | 2024-12-12 14:25 |  | MINDRAY | VS 8 | AS5-24001340 | ACCIDENT & EMERGENCY SERVICES |  |  | 1 | B | 1 |  | LIFETRONIC SDN BHD | LIFETRONIC SDN BHD | STOR 204531 | CHINA |  | LIFETRONIC SDN BHD |  |  | 0 | 0 | 0 | 0 |  |  |  |  | 2022-08-18 | KPJ Ipoh Specialist Hospital | 2 | [12 empty] | 2025-08-01 | 2026-02-01 | bar: FEB; AUG
535 | H07B100535 | 13217 | BEMS | B | - | ACT | C | H07 | BEMS | SYRINGE PUMP | SYRINGE PUMP | BA | A&E | GF | ISH/BE/01710 | 0 |  | 0 | HOSPITAL | 3450 | 0 | 0 | 0 | 0 | 0 | 0 | 0 | 0 | 0 | 0 | 2024-08-01 | 1900-01-01 | 2 | [8 empty] | A&E |  |  |  | 0 | 0 | [12 empty] | admin | 2024-12-12 14:25 |  | TERUMO | TE*SS730N02 | 2109012156 | ACCIDENT & EMERGENCY SERVICES |  |  | 1 | B | 1 |  | SUMMIT COMPANY (M) SDN BHD | SUMMIT COMPANY (M) SDN BHD | STOR 204569 | JAPAN |  | PRINCIP ENGINEERING |  |  | 0 | 0 | 0 | 0 |  |  |  |  | 2022-08-30 | KPJ Ipoh Specialist Hospital | 1 | [12 empty] | 2025-02-01 | 2026-02-01 | bar: FEB
536 | H07B100536 | 13461 | BEMS | B | - | ACT | N | H07 | BEMS | WEIGHING SCALES | WEIGHING SCALES | BA | A&E | GF | ISH/BE/01721 | 0 |  | 0 | HOSPITAL | 5500 | 0 | 0 | 0 | 0 | 0 | 0 | 0 | 0 | 0 | 0 | 2022-03-02 | 1900-01-01 | 2 | [8 empty] | A&E |  |  |  | 0 | 0 | [12 empty] | admin | 2024-12-12 14:25 |  | SECA | SECA 954 | 10000000639879 | ACCIDENT & EMERGENCY SERVICES |  |  | 1 | B | 1 |  | HARMONI JAYA | HARMONI JAYA | STOR 200382 | JAPAN |  | HARMONI JAYA |  |  | 0 | 0 | 0 | 0 |  |  |  |  | 2022-07-03 | KPJ Ipoh Specialist Hospital | 1 | [12 empty] | 2025-02-01 | 2026-02-01 | bar: FEB
537 | H07B100537 | 17203 | BEMS | B | - | ACT | C | H07 | BEMS | ULTRASOUND SYSTEM | ULTRASOUND SYSTEM | BA | A&E | GF | ISH/BE/01747 | 0 |  | 0 | HOSPITAL | 200000 | 0 | 0 | 0 | 0 | 0 | 0 | 0 | 0 | 0 | 0 |  | 1900-01-01 | 2 | [8 empty] | A&E |  |  |  | 0 | 0 | [12 empty] | admin | 2024-12-12 14:25 |  | GE | GE VIVID T8 V204 | 6094193WX0 | ACCIDENT & EMERGENCY SERVICES |  |  | 1 | B | 1 |  | I MEDIC IMAGING SDN BHD | I MEDIC IMAGING SDN BHD | STOR208095 | GERMANY |  | I MEDIC IMAGING SDN BHD |  |  | 0 | 0 | 0 | 0 |  |  |  |  | 2022-12-27 | KPJ Ipoh Specialist Hospital | 2 | [12 empty] | 2025-12-01 | 2026-06-01 | bar: JUN; DEC
538 | H07B100538 | 15076 | BEMS | B | - | ACT | C | H07 | BEMS | VIDEO LARYNGOSCOPE | VIDEO LARYNGOSCOPE | BA | A&E | GF | ISH/BE/01766 | 0 |  | 0 | HOSPITAL | 9000 | 0 | 0 | 0 | 0 | 0 | 0 | 0 | 0 | 0 | 0 | 2024-07-03 | 1900-01-01 | 1 | [8 empty] | A&E |  |  |  | 0 | 0 | [12 empty] | admin | 2024-12-12 14:25 |  | SHENZHEN BESTDATA TECHNOL | BD-DF | NA | ACCIDENT & EMERGENCY SERVICES |  |  | 1 | B | 1 |  | MEDIC DOT COM SDN BHD | MEDIC DOT COM SDN BHD | STOR 207752 | CHINA |  | MEDIC DOT COM |  |  | 0 | 0 | 0 | 0 |  |  |  |  | 2023-08-03 | KPJ Ipoh Specialist Hospital | 1 | [12 empty] | 2025-03-01 | 2026-03-01 | bar: MAR
539 | H07B100539 | 13215 | BEMS | B | - | ACT | C | H07 | BEMS | INFUSION PUMP | INFUSION PUMP | BA | A&E | GF | ISH/BE/01805 | 0 |  | 0 | HOSPITAL | 4730 | 0 | 0 | 0 | 0 | 0 | 0 | 0 | 0 | 0 | 0 | 2025-02-05 | 1900-01-01 | 1 | [8 empty] | A&E |  |  |  | 0 | 0 | [12 empty] | admin | 2024-12-12 14:25 |  | TERUMO | TE*LM730A03 | 2003010024 | ACCIDENT & EMERGENCY SERVICES |  |  | 1 | B | 1 |  | SUMMIT COMPANY (MALAYSIA) SDN BHD | SUMMIT COMPANY (MALAYSIA) SDN BHD | STOR 211730 | JAPAN |  | PRINCIP ENGINEERING |  |  | 0 | 0 | 0 | 0 |  |  |  |  | 2023-03-05 | KPJ Ipoh Specialist Hospital | 1 | [12 empty] | 2025-05-01 | 2026-05-01 | bar: MAY
540 | H07B100540 | 13215 | BEMS | B | - | ACT | C | H07 | BEMS | INFUSION PUMP | INFUSION PUMP | BA | A&E | GF | ISH/BE/01819 | 0 |  | 0 | HOSPITAL | 4730 | 0 | 0 | 0 | 0 | 0 | 0 | 0 | 0 | 0 | 0 | 2025-02-05 | 1900-01-01 | 1 | [8 empty] | A&E |  |  |  | 0 | 0 | [12 empty] | admin | 2024-12-12 14:25 |  | TERUMO | TE*LM730A03 | 2008010063 | ACCIDENT & EMERGENCY SERVICES |  |  | 1 | B | 1 |  | SUMMIT COMPANY (MALAYSIA) SDN BHD | SUMMIT COMPANY (MALAYSIA) SDN BHD | STOR 211730 | JAPAN |  | PRINCIP ENGINEERING |  |  | 0 | 0 | 0 | 0 |  |  |  |  | 2023-03-05 | KPJ Ipoh Specialist Hospital | 1 | [12 empty] | 2025-05-01 | 2026-05-01 | bar: MAY
541 | H07B100541 | 13217 | BEMS | B | - | ACT | C | H07 | BEMS | SYRINGE PUMP | SYRINGE PUMP | BA | A&E | GF | ISH/BE/01828 | 0 |  | 0 | HOSPITAL | 3680 | 0 | 0 | 0 | 0 | 0 | 0 | 0 | 0 | 0 | 0 | 2025-02-05 | 1900-01-01 | 1 | [8 empty] | A&E |  |  |  | 0 | 0 | [12 empty] | admin | 2024-12-12 14:25 |  | TERUMO | TE*SS730N02 | 2111012049 | ACCIDENT & EMERGENCY SERVICES |  |  | 1 | B | 1 |  | SUMMIT COMPANY (MALAYSIA) SDN BHD | SUMMIT COMPANY (MALAYSIA) SDN BHD | STOR 211747 | JAPAN |  | PRINCIP ENGINEERING |  |  | 0 | 0 | 0 | 0 |  |  |  |  | 2023-03-05 | KPJ Ipoh Specialist Hospital | 1 | [12 empty] | 2025-05-01 | 2026-05-01 | bar: MAY
542 | H07B100542 | 13360 | BEMS | B | - | ACT | C | H07 | BEMS | RESUSCITAITORS | RESUSCITAITORS | BA | A&E | GF | ISH/BE/01039 | 0 |  | 0 | HOSPITAL | 29000 | 0 | 0 | 0 | 0 | 0 | 0 | 0 | 0 | 0 | 0 | 2013-02-01 | 1900-01-01 | 12 | [8 empty] | A&E |  |  |  | 0 | 0 | [12 empty] | admin | 2024-12-12 14:25 |  | DRAGER | RESUSCITAIRE | CG05251 | ACCIDENT & EMERGENCY SERVICES |  |  | 1 | B | 1 |  | BEAU CONSORTIUM SDN BHD | BEAU CONSORTIUM SDN BHD | STOR 91940 (FA) | GERMANY |  | DREAGER MALAYSIA SDN BHD |  |  | 0 | 0 | 0 | 0 |  |  |  |  | 2012-12-02 | KPJ Ipoh Specialist Hospital | 2 | [12 empty] | 2025-12-01 | 2026-06-01 | bar: JUN; DEC
543 | H07B100543 | 10414 | BEMS | B | - | ACT | C | H07 | BEMS | WARMING SYSTEM | WARMING SYSTEM | BA | A&E | GF | ISH/BE/01873 | 0 |  | 0 | HOSPITAL | 10500 | 0 | 0 | 0 | 0 | 0 | 0 | 0 | 0 | 0 | 0 |  | 1900-01-01 | 1 | [8 empty] | A&E |  |  |  | 0 | 0 | [12 empty] | admin | 2024-12-12 14:25 |  | GENTHERM | WARM AIR | 224-13519450 | ACCIDENT & EMERGENCY SERVICES |  |  | 1 | B | 1 |  | SUP100016 | INSAN BAKTI SDN BHD | STOR213563 | USA |  | INSAN BAKTI SDN BHD |  |  | 0 | 0 | 0 | 0 |  |  |  |  | 2023-06-23 | KPJ Ipoh Specialist Hospital | 1 | [12 empty] | 2025-06-01 | 2026-06-01 | bar: JUN
544 | H07B100544 | - | BEMS | B | - | ACT | C | H07 | BEMS | CHEST COMPRESSION,LUCAS 3 | CHEST COMPRESSION,LUCAS 3 | BA | A&E | GF | ISH/BE/01891 | 0 |  | 0 | HOSPITAL | 75800 | 0 | 0 | 0 | 0 | 0 | 0 | 0 | 0 | 0 | 0 | 2025-12-07 | 1900-01-01 | 1 | [8 empty] | A&E |  |  |  | 0 | 0 | [12 empty] | admin | 2024-12-12 14:25 |  | STRYKER | 99576-000064 | 3522DM96 | ACCIDENT & EMERGENCY SERVICES |  |  | 1 | B | 1 |  | SUP100018 | IDS MEDICAL SYSTEM (M) SDN BHD | STOR214875 | USA |  | IDS MEDICAL SYSTEM (M) SDN BHD |  |  | 0 | 0 | 0 | 0 |  |  |  |  | 2023-07-13 | KPJ Ipoh Specialist Hospital | 2 | [12 empty] | 2025-07-01 | 2026-01-01 | bar: JAN; JUL
545 | H07B100545 | 17116 | BEMS | B | - | ACT | C | H07 | BEMS | DEFIBRILLATOR | DEFIBRILLATOR | BA | A&E | GF | ISH/BE/01896 | 0 |  | 0 | HOSPITAL | 0 | 0 | 0 | 0 | 0 | 0 | 0 | 0 | 0 | 0 | 0 |  | 1900-01-01 | 1 | [8 empty] | A&E |  |  |  | 0 | 0 | [12 empty] | admin | 2024-12-12 14:25 |  | NIHON KOHDEN | TEC-5631 | 21230 | ACCIDENT & EMERGENCY SERVICES |  |  | 1 | B | 1 |  | STAR MEDICAL SYSTEM (M) SDN BHD | STAR MEDICAL SYSTEM (M) SDN BHD | STOR212365 | JAPAN |  | STAR MEDICAL SYSTEM (M) SDN BHD |  |  | 0 | 0 | 0 | 0 |  |  |  |  | 2023-07-20 | KPJ Ipoh Specialist Hospital | 2 | [12 empty] | 2025-07-01 | 2026-01-01 | bar: JAN; JUL
546 | H07B100546 | 17116 | BEMS | B | - | ACT | C | H07 | BEMS | DEFIBRILLATOR | DEFIBRILLATOR | BA | A&E | GF | ISH/BE/01897 | 0 |  | 0 | HOSPITAL | 68000 | 0 | 0 | 0 | 0 | 0 | 0 | 0 | 0 | 0 | 0 |  | 1900-01-01 | 1 | [8 empty] | A&E |  |  |  | 0 | 0 | [12 empty] | admin | 2024-12-12 14:25 |  | NIHON KOHDEN | EMS-1052 | 01415 | ACCIDENT & EMERGENCY SERVICES |  |  | 1 | B | 1 |  | STAR MEDICAL SYSTEM (M) SDN BHD | STAR MEDICAL SYSTEM (M) SDN BHD | STOR212365 | JAPAN |  | STAR MEDICAL SYSTEM (M) SDN BHD |  |  | 0 | 0 | 0 | 0 |  |  |  |  | 2023-07-20 | KPJ Ipoh Specialist Hospital | 2 | [12 empty] | 2025-07-01 | 2026-01-01 | bar: JAN; JUL
547 | H07B100547 | 12636 | BEMS | B | - | ACT | C | H07 | BEMS | VITAL SIGN MONITOR | VITAL SIGN MONITOR | BA | A&E | GF | ISH/BE/01948 | 0 |  | 0 | HOSPITAL | 6000 | 0 | 0 | 0 | 0 | 0 | 0 | 0 | 0 | 0 | 0 |  | 1900-01-01 | 1 | [8 empty] | A&E |  |  |  | 0 | 0 | [12 empty] | admin | 2024-12-12 14:25 |  | NIHON KOHDEN | SVM-7260 | 01452 | ACCIDENT & EMERGENCY SERVICES |  |  | 1 | B | 1 |  | STAR MEDICAL SYSTEM (M) SDN BHD | STAR MEDICAL SYSTEM (M) SDN BHD |  | JAPAN |  | STAR MEDICAL SYSTEM (M) SDN BHD |  |  | 0 | 0 | 0 | 0 |  |  |  |  | 2023-10-26 | KPJ Ipoh Specialist Hospital | 2 | [12 empty] | 2025-10-01 | 2026-04-01 | bar: APR; OCT
548 | H07B100548 | 12636 | BEMS | B | - | ACT | C | H07 | BEMS | VITAL SIGN MONITOR | VITAL SIGN MONITOR | BA | A&E | GF | ISH/BE/01949 | 0 |  | 0 | HOSPITAL | 6000 | 0 | 0 | 0 | 0 | 0 | 0 | 0 | 0 | 0 | 0 |  | 1900-01-01 | 1 | [8 empty] | A&E |  |  |  | 0 | 0 | [12 empty] | admin | 2024-12-12 14:25 |  | NIHON KOHDEN | SVM-7260 | 01451 | ACCIDENT & EMERGENCY SERVICES |  |  | 1 | B | 1 |  | STAR MEDICAL SYSTEM (M) SDN BHD | STAR MEDICAL SYSTEM (M) SDN BHD |  | JAPAN |  | STAR MEDICAL SYSTEM (M) SDN BHD |  |  | 0 | 0 | 0 | 0 |  |  |  |  | 2023-10-26 | KPJ Ipoh Specialist Hospital | 2 | [12 empty] | 2025-10-01 | 2026-04-01 | bar: APR; OCT
549 | H07B100549 | 12647 | BEMS | B | - | ACT | C | H07 | BEMS | PATIENT MONITORING SYSTEM | PATIENT MONITORING SYSTEM | BA | A&E | GF | ISH/BE/01957 | 0 |  | 0 | HOSPITAL | 64000 | 0 | 0 | 0 | 0 | 0 | 0 | 0 | 0 | 0 | 0 | 2025-03-12 | 1900-01-01 | 1 | [8 empty] | A&E |  |  |  | 0 | 0 | [12 empty] | admin | 2024-12-12 14:25 |  | NIHON KOHDEN | LIFESCOPE G5 CSM-1502K/BSM-1763 | 07612/11731 | ACCIDENT & EMERGENCY SERVICES |  |  | 1 | B | 1 |  | STAR MEDICAL SYSTEM (M) SDN BHD | STAR MEDICAL SYSTEM (M) SDN BHD | STOR217984 | JAPAN |  | STAR MEDICAL SYSTEM (M) SDN BHD |  |  | 0 | 0 | 0 | 0 |  |  |  |  | 2023-04-12 | KPJ Ipoh Specialist Hospital | 2 | [12 empty] | 2025-12-01 | 2026-06-01 | bar: JUN; DEC
550 | H07B100550 | 12647 | BEMS | B | - | ACT | C | H07 | BEMS | PATIENT MONITORING SYSTEM | PATIENT MONITORING SYSTEM | BA | A&E | GF | ISH/BE/01958 | 0 |  | 0 | HOSPITAL | 64000 | 0 | 0 | 0 | 0 | 0 | 0 | 0 | 0 | 0 | 0 | 2025-03-12 | 1900-01-01 | 1 | [8 empty] | A&E |  |  |  | 0 | 0 | [12 empty] | admin | 2024-12-12 14:25 |  | NIHON KOHDEN | LIFESCOPE G5 CSM-1502K/BSM-1763 | 07613/11730 | ACCIDENT & EMERGENCY SERVICES |  |  | 1 | B | 1 |  | STAR MEDICAL SYSTEM (M) SDN BHD | STAR MEDICAL SYSTEM (M) SDN BHD | STOR217984 | JAPAN |  | STAR MEDICAL SYSTEM (M) SDN BHD |  |  | 0 | 0 | 0 | 0 |  |  |  |  | 2023-04-12 | KPJ Ipoh Specialist Hospital | 2 | [12 empty] | 2025-12-01 | 2026-06-01 | bar: JUN; DEC
551 | H07B100551 | 11407 | BEMS | B | - | ACT | C | H07 | BEMS | ELECTROCARDIOGRAPH | ELECTROCARDIOGRAPH | BA | A&E | GF | ISH/BE/01966 | 0 |  | 0 | HOSPITAL | 22000 | 0 | 0 | 0 | 0 | 0 | 0 | 0 | 0 | 0 | 0 | 2027-02-28 | 1900-01-01 | 0 | [8 empty] | A&E |  |  |  | 0 | 0 | [12 empty] | admin | 2024-12-12 14:25 |  | NORAV MEDICAL | NECG-12 | M12501830004 | ACCIDENT & EMERGENCY SERVICES |  |  | 1 | B | 1 |  | SUN MEDICAL SYSTEMS SDN. BHD | SUN MEDICAL SYSTEMS SDN. BHD | STOR 220952 | GERMANY |  | SUN MEDICAL SYSTEM SDN. BHD |  |  | 0 | 0 | 0 | 0 |  |  |  |  | 2024-02-29 | KPJ Ipoh Specialist Hospital | 2 | [12 empty] | 2025-08-01 | 2026-02-01 | bar: FEB; AUG
552 | H07B100552 | 15709 | BEMS | B | - | ACT | C | H07 | BEMS | I-STAT | I-STAT | BA | A&E | GF | ISH/BE/01976 | 0 |  | 0 | HOSPITAL | 44550 | 0 | 0 | 0 | 0 | 0 | 0 | 0 | 0 | 0 | 0 | 2025-03-06 | 1900-01-01 | 0 | [8 empty] | A&E |  |  |  | 0 | 0 | [12 empty] | admin | 2024-12-12 14:25 |  | ABBOTT | I-STAT ALINITY | 810419 | ACCIDENT & EMERGENCY SERVICES |  |  | 1 | B | 1 |  | TRANSMEDIC HEALTHCARE SDN BHD | TRANSMEDIC HEALTHCARE SDN BHD | STOR 220530 |  |  | TRANSMEDIC HEALTHCARE SDN BHD |  |  | 0 | 0 | 0 | 0 |  |  |  |  | 2024-03-07 | KPJ Ipoh Specialist Hospital | 2 | [12 empty] | 2025-09-01 | 2026-03-01 | bar: MAR; SEP
553 | H07B100553 | 17116 | BEMS | B | - | ACT | C | H07 | BEMS | DEFIBRILLATOR | DEFIBRILLATOR | BA | A&E | GF | ISH/BE/02009 | 0 |  | 0 | HOSPITAL | 24400 | 0 | 0 | 0 | 0 | 0 | 0 | 0 | 0 | 0 | 0 | 2026-05-17 | 1900-01-01 | 0 | [8 empty] | A&E |  |  |  | 0 | 0 | [12 empty] | admin | 2024-12-12 14:25 |  | NIHON KOHDEN | TEC-5631 | 20113 | ACCIDENT & EMERGENCY SERVICES |  |  | 1 | B | 1 |  | STAR MEDICAL SYSTEMS (M) SDN BHD | STAR MEDICAL SYSTEMS (M) SDN BHD | STOR 224600 | JAPAN |  | STAR MEDICAL SYSTEM (M) SDN BHD |  |  | 0 | 0 | 0 | 0 |  |  |  |  | 2024-07-05 | KPJ Ipoh Specialist Hospital | 2 | [12 empty] | 2025-11-01 | 2026-05-01 | bar: MAY; NOV
554 | H07B100554 | 15613 | BEMS | B | - | ACT | C | H07 | BEMS | PORTABLE VENTILATOR | PORTABLE VENTILATOR | BA | A&E | GF | ISH/BE/02029 | 0 |  | 0 | HOSPITAL | 117000 | 0 | 0 | 0 | 0 | 0 | 0 | 0 | 0 | 0 | 0 | 2026-07-28 | 1900-01-01 | 0 | [8 empty] | A&E |  |  |  | 0 | 0 | [12 empty] | admin | 2024-12-12 14:25 |  | HAMILTON MEDICAL | HAMILTON-T1 | 28914 | ACCIDENT & EMERGENCY SERVICES |  |  | 1 | B | 1 |  | STAR MEDIK SDN BHD | STAR MEDIK SDN BHD | STOR 226458 | SWITZERLAND |  | STAR MEDIK SDN BHD |  |  | 0 | 0 | 0 | 0 |  |  |  |  | 2024-07-29 | KPJ Ipoh Specialist Hospital | 2 | [12 empty] | 2025-07-01 | 2026-01-01 | bar: JAN; JUL
555 | H07B100555 | 13461 | BEMS | B | - | ACT | N | H07 | BEMS | WEIGHING SCALES | WEIGHING SCALES | BA | A&E | GF | ISH/BE/02035 | 0 |  | 0 | HOSPITAL | 3600 | 0 | 0 | 0 | 0 | 0 | 0 | 0 | 0 | 0 | 0 | 2029-08-25 | 1900-01-01 | 0 | [8 empty] | A&E |  |  |  | 0 | 0 | [12 empty] | admin | 2024-12-12 14:25 |  | MARSDEN | M-125 | 22304468 | ACCIDENT & EMERGENCY SERVICES |  |  | 1 | B | 1 |  | SUP100026 | PRINCIP ENGINEERING | STOR 229402 (FA) | UK |  | PRINCIP ENGINEERING |  |  | 0 | 0 | 0 | 0 |  |  |  |  | 2024-08-26 | KPJ Ipoh Specialist Hospital | 1 | [12 empty] | 2025-08-01 | 2026-08-01 | bar: AUG
556 | H07B100556 | 16516 | BEMS | B | - | ACT | C | H07 | BEMS | TEMPORARY EXTERNAL PACEMAKER | TEMPORARY EXTERNAL PACEMAKER | BA | CATHLAB | GF | ISH/BE/00594 | 0 |  | 0 | HOSPITAL | 20000 | 0 | 0 | 0 | 0 | 0 | 0 | 0 | 0 | 0 | 0 |  | 1900-01-01 | 26 | [8 empty] | CATHLAB |  |  |  | 0 | 0 | [12 empty] | admin | 2024-12-12 14:25 |  | MEDTRONIC | 5348 | PEP 003273 P | CATHETERIZATION LABORATORY |  |  | 1 | B | 1 |  | T & T HEALTHCARE | T & T HEALTHCARE |  | USA |  | MED IMAG ENTERPRISE |  |  | 0 | 0 | 0 | 0 |  |  |  |  | 1996-11-20 | KPJ Ipoh Specialist Hospital | 1 | [12 empty] | 2025-03-01 | 2026-03-01 | bar: MAR
557 | H07B100557 | 10208 | BEMS | B | - | ACT | C | H07 | BEMS | ASPIRATORS | ASPIRATORS | BA | CATHLAB | GF | ISH/BE/00598 | 0 |  | 0 | HOSPITAL | 4000 | 0 | 0 | 0 | 0 | 0 | 0 | 0 | 0 | 0 | 0 |  | 1900-01-01 | 27 | [8 empty] | CATHLAB |  |  |  | 0 | 0 | [12 empty] | admin | 2024-12-12 14:25 |  | AMEDA EGNAL | COMPACT 30II | 609008 | CATHETERIZATION LABORATORY |  |  | 1 | B | 1 |  | HISTOPOINT SND BHD | HISTOPOINT SND BHD |  | JAPAN |  | PRINCIP ENGINEERING |  |  | 0 | 0 | 0 | 0 |  |  |  |  | 1997-07-01 | KPJ Ipoh Specialist Hospital | 1 | [12 empty] | 2025-07-01 | 2026-07-01 | bar: JUL
558 | H07B100558 | 10134 | BEMS | B | - | CDM | C | H07 | BEMS | ANEASTHESIA UNITS | ANEASTHESIA UNITS | BA | CATHLAB | GF | ISH/BE/00475 | 0 |  | 0 | HOSPITAL | 120000 | 0 | 0 | 0 | 0 | 0 | 0 | 0 | 0 | 0 | 0 |  | 1900-01-01 | 19 | [8 empty] | CATHLAB |  |  |  | 0 | 0 | [12 empty] | admin | 2024-12-12 14:25 |  | DRAGER | FABIUS GS | ARUM-0120 | CATHETERIZATION LABORATORY |  |  | 1 | B | 1 |  | HEAL MARKETING SDN.BHD | HEAL MARKETING SDN.BHD |  | GERMANY |  | DREAGER MEDICAL S.E.A PTE LTD |  |  | 0 | 0 | 0 | 0 |  |  |  |  | 2005-05-25 | KPJ Ipoh Specialist Hospital
559 | H07B100559 | 12647 | BEMS | B | - | ACT | C | H07 | BEMS | PATIENT MONITORING SYSTEM | PATIENT MONITORING SYSTEM | BA | CATHLAB | GF | ISH/BE/00800 | 0 |  | 0 | HOSPITAL | 11800 | 0 | 0 | 0 | 0 | 0 | 0 | 0 | 0 | 0 | 0 | 2011-04-01 | 1900-01-01 | 14 | [8 empty] | CATHLAB |  |  |  | 0 | 0 | [12 empty] | admin | 2024-12-12 14:25 |  | EDAN | M8B | M8B2021035371LD | CATHETERIZATION LABORATORY |  |  | 1 | B | 1 |  | MEDITECH ADVANCE SDN BHD | MEDITECH ADVANCE SDN BHD |  | CHINA |  | PRINCIP ENGINEERING |  |  | 0 | 0 | 0 | 0 |  |  |  |  | 2010-04-21 | KPJ Ipoh Specialist Hospital | 2 | [12 empty] | 2025-07-01 | 2026-01-01 | bar: JAN; JUL
560 | H07B100560 | 12647 | BEMS | B | - | ACT | C | H07 | BEMS | PATIENT MONITORING SYSTEM | PATIENT MONITORING SYSTEM | BA | CATHLAB | GF | ISH/BE/00801 | 0 |  | 0 | HOSPITAL | 11800 | 0 | 0 | 0 | 0 | 0 | 0 | 0 | 0 | 0 | 0 | 2011-04-01 | 1900-01-01 | 14 | [8 empty] | CATHLAB |  |  |  | 0 | 0 | [12 empty] | admin | 2024-12-12 14:25 |  | EDAN | M8B | M8B2021035373LD | CATHETERIZATION LABORATORY |  |  | 1 | B | 1 |  | MEDITECH ADVANCE SDN BHD | MEDITECH ADVANCE SDN BHD |  | CHINA |  | PRINCIP ENGINEERING |  |  | 0 | 0 | 0 | 0 |  |  |  |  | 2010-04-21 | KPJ Ipoh Specialist Hospital | 2 | [12 empty] | 2025-07-01 | 2026-01-01 | bar: JAN; JUL
561 | H07B100561 | 13217 | BEMS | B | - | ACT | C | H07 | BEMS | SYRINGE PUMP | SYRINGE PUMP | BA | CATHLAB | GF | ISH/BE/00913 | 0 |  | 0 | HOSPITAL | 2950 | 0 | 0 | 0 | 0 | 0 | 0 | 0 | 0 | 0 | 0 | 2011-11-01 | 1900-01-01 | 14 | [8 empty] | CATHLAB |  |  |  | 0 | 0 | [12 empty] | admin | 2024-12-12 14:25 |  | TERUMO | TE 331 | 1004000899 | CATHETERIZATION LABORATORY |  |  | 1 | B | 1 |  | SUMMIT COMPANY (M) SDN BHD | SUMMIT COMPANY (M) SDN BHD |  | JAPAN |  | PRIDE OUTLET SDN BHD |  |  | 0 | 0 | 0 | 0 |  |  |  |  | 2010-10-11 | KPJ Ipoh Specialist Hospital | 1 | [12 empty] | 2025-06-01 | 2026-06-01 | bar: JUN
562 | H07B100562 | 13215 | BEMS | B | - | ACT | C | H07 | BEMS | INFUSION PUMP | INFUSION PUMP | BA | CATHLAB | GF | ISH/BE/00914 | 0 |  | 0 | HOSPITAL | 4200 | 0 | 0 | 0 | 0 | 0 | 0 | 0 | 0 | 0 | 0 | 2011-11-01 | 1900-01-01 | 14 | [8 empty] | CATHLAB |  |  |  | 0 | 0 | [12 empty] | admin | 2024-12-12 14:25 |  | TERUMO | TE 112 | O911000237 | CATHETERIZATION LABORATORY |  |  | 1 | B | 1 |  | SUMMIT COMPANY (M) SDN BHD | SUMMIT COMPANY (M) SDN BHD |  | JAPAN |  | PRINCIP ENGINEERING |  |  | 0 | 0 | 0 | 0 |  |  |  |  | 2010-10-11 | KPJ Ipoh Specialist Hospital | 1 | [12 empty] | 2025-11-01 | 2026-11-01 | bar: NOV
563 | H07B100563 | 16156 | BEMS | B | - | ACT | N | H07 | BEMS | ANEROID SPHYGMOMANOMETER | ANEROID SPHYGMOMANOMETER | BA | CATHLAB | GF | ISH/BE/01571 | 0 |  | 0 | HOSPITAL | 450 | 0 | 0 | 0 | 0 | 0 | 0 | 0 | 0 | 0 | 0 | 2019-05-01 | 1900-01-01 | 6 | [8 empty] | CATHLAB |  |  |  | 0 | 0 | [12 empty] | admin | 2024-12-12 14:25 |  | MDF | MDF840 | MDF 840 | CATHETERIZATION LABORATORY |  |  | 1 | B | 1 |  | AL GLOBAL CORPORATION (M) SDN BHD | AL GLOBAL CORPORATION (M) SDN BHD | STOR 152636 (FA) | USA |  | PRINCIP ENGINEERING |  |  | 0 | 0 | 0 | 0 |  |  |  |  | 2018-05-29 | KPJ Ipoh Specialist Hospital | 1 | [12 empty] | 2025-12-01 | 2026-12-01 | bar: DEC
564 | H07B100564 | 12647 | BEMS | B | - | ACT | C | H07 | BEMS | PATIENT MONITORING SYSTEM | PATIENT MONITORING SYSTEM | BA | CATHLAB | GF | ISH/BE/00951 | 0 |  | 0 | HOSPITAL | 81147.54 | 0 | 0 | 0 | 0 | 0 | 0 | 0 | 0 | 0 | 0 | 2012-03-01 | 1900-01-01 | 13 | [8 empty] | CATHLAB |  |  |  | 0 | 0 | [12 empty] | admin | 2024-12-12 14:25 |  | DATEX OHMEDA | S/5 | 6682980 | CATHETERIZATION LABORATORY |  |  | 1 | B | 1 |  | MEDITECH ADVANCE SDN BHD | MEDITECH ADVANCE SDN BHD |  | GERMANY |  | INSAN BAKTI SDN BHD |  |  | 0 | 0 | 0 | 0 |  |  |  |  | 2011-08-03 | KPJ Ipoh Specialist Hospital | 2 | [12 empty] | 2025-12-01 | 2026-06-01 | bar: JUN; DEC
565 | H07B100565 | 16516 | BEMS | B | - | ACT | C | H07 | BEMS | TEMPORARY EXTERNAL PACEMAKER | TEMPORARY EXTERNAL PACEMAKER | BA | CATHLAB | GF | ISH/BE/01724 | 0 |  | 0 | HOSPITAL | 20000 | 0 | 0 | 0 | 0 | 0 | 0 | 0 | 0 | 0 | 0 |  | 1900-01-01 | 2 | [8 empty] | CATHLAB |  |  |  | 0 | 0 | [12 empty] | admin | 2024-12-12 14:25 |  | MEDTRONIC | 5392 | DJH044766P | CATHETERIZATION LABORATORY |  |  | 1 | B | 1 |  | MEDTRONIC MALAYSIA SDN BHD | MEDTRONIC MALAYSIA SDN BHD | STOR 207182 | USA |  | MEDTRONIC MALAYSIA SDN BHD |  |  | 0 | 0 | 0 | 0 |  |  |  |  | 2022-10-11 | KPJ Ipoh Specialist Hospital | 1 | [12 empty] | 2025-11-01 | 2026-11-01 | bar: NOV
566 | H07B100566 | 16516 | BEMS | B | - | ACT | C | H07 | BEMS | TEMPORARY EXTERNAL PACEMAKER | TEMPORARY EXTERNAL PACEMAKER | BA | CATHLAB | GF | ISH/BE/01725 | 0 |  | 0 | HOSPITAL | 20000 | 0 | 0 | 0 | 0 | 0 | 0 | 0 | 0 | 0 | 0 |  | 1900-01-01 | 2 | [8 empty] | CATHLAB |  |  |  | 0 | 0 | [12 empty] | admin | 2024-12-12 14:25 |  | MEDTRONIC | 5392 | DJH044767P | CATHETERIZATION LABORATORY |  |  | 1 | B | 1 |  | MEDTRONIC MALAYSIA SDN BHD | MEDTRONIC MALAYSIA SDN BHD | STOR 207182 | USA |  | MEDTRONIC MALAYSIA SDN BHD |  |  | 0 | 0 | 0 | 0 |  |  |  |  | 2022-10-11 | KPJ Ipoh Specialist Hospital | 1 | [12 empty] | 2025-11-01 | 2026-11-01 | bar: NOV
567 | H07B100567 | 16560 | BEMS | B | - | ACT | C | H07 | BEMS | ANGIOGRAPHY WITH HEMODYNAMICS & IVUS | ANGIOGRAPHY WITH HEMODYNAMICS & IVUS | BA | CATHLAB | GF | ISH/BE/01750 | 0 |  | 0 | HOSPITAL | 3417710 | 0 | 0 | 0 | 0 | 0 | 0 | 0 | 0 | 0 | 0 | 2024-12-27 | 1900-01-01 | 2 | [8 empty] | CATHLAB |  |  |  | 0 | 0 | [12 empty] | admin | 2024-12-12 14:25 |  | PHILIPS | AZURION 7 C12 | 612 | CATHETERIZATION LABORATORY |  |  | 1 | B | 1 |  | LAC MEDICAL SUPPLIES SDN BHD | LAC MEDICAL SUPPLIES SDN BHD | STOR 205056 | NETHERLANDS |  | LAC MEDICAL SUPPLIES SDN BHD |  |  | 0 | 0 | 0 | 0 |  |  |  |  | 2022-12-28 | KPJ Ipoh Specialist Hospital | 2 | [12 empty] | 2025-12-01 | 2026-06-01 | bar: JUN; DEC
568 | H07B100568 | 15284 | BEMS | B | - | ACT | C | H07 | BEMS | INJECTOR | INJECTOR | BA | CATHLAB | GF | ISH/BE/01754 | 0 |  | 0 | HOSPITAL | 0 | 0 | 0 | 0 | 0 | 0 | 0 | 0 | 0 | 0 | 0 | 2025-01-16 | 1900-01-01 | 1 | [8 empty] | CATHLAB |  |  |  | 0 | 0 | [12 empty] | admin | 2024-12-12 14:25 |  | MALLINCKROOT | ANGIOMAT ILLUMENA | C0722C290G | CATHETERIZATION LABORATORY |  |  | 1 | B | 1 |  | LAC MEDICAL SUPPLIES SDN BHD | LAC MEDICAL SUPPLIES SDN BHD | STOR 205056 |  |  | LAC MEDICAL SUPPLIES SDN BHD |  |  | 0 | 0 | 0 | 0 |  |  |  |  | 2023-01-17 | KPJ Ipoh Specialist Hospital | 2 | [12 empty] | 2025-07-01 | 2026-01-01 | bar: JAN; JUL
569 | H07B100569 | 10414 | BEMS | B | - | ACT | C | H07 | BEMS | WARMING SYSTEM | WARMING SYSTEM | BA | CATHLAB | GF | ISH/BE/01874 | 0 |  | 0 | HOSPITAL | 10500 | 0 | 0 | 0 | 0 | 0 | 0 | 0 | 0 | 0 | 0 |  | 1900-01-01 | 1 | [8 empty] | CATHLAB |  |  |  | 0 | 0 | [12 empty] | admin | 2024-12-12 14:25 |  | GENTHERM | WARM AIR | 224-13519489 | CATHETERIZATION LABORATORY |  |  | 1 | B | 1 |  | SUP100016 | INSAN BAKTI SDN BHD | STOR213563 | USA |  | INSAN BAKTI SDN BHD |  |  | 0 | 0 | 0 | 0 |  |  |  |  | 2023-06-23 | KPJ Ipoh Specialist Hospital | 2 | [12 empty] | 2025-12-01 | 2026-06-01 | bar: JUN; DEC
570 | H07B100570 | 17116 | BEMS | B | - | ACT | C | H07 | BEMS | DEFIBRILLATOR | DEFIBRILLATOR | BA | CATHLAB | GF | ISH/BE/01895 | 0 |  | 0 | HOSPITAL | 25600 | 0 | 0 | 0 | 0 | 0 | 0 | 0 | 0 | 0 | 0 |  | 1900-01-01 | 1 | [8 empty] | CATHLAB |  |  |  | 0 | 0 | [12 empty] | admin | 2024-12-12 14:25 |  | NIHON KOHDEN | TEC-5631 | 21229 | CATHETERIZATION LABORATORY |  |  | 1 | B | 1 |  | STAR MEDICAL SYSTEM (M) SDN BHD | STAR MEDICAL SYSTEM (M) SDN BHD | STOR212365 | JAPAN |  | STAR MEDICAL SYSTEM (M) SDN BHD |  |  | 0 | 0 | 0 | 0 |  |  |  |  | 2023-07-20 | KPJ Ipoh Specialist Hospital | 2 | [12 empty] | 2025-07-01 | 2026-01-01 | bar: JAN; JUL
571 | H07B100571 | 10208 | BEMS | B | - | ACT | C | H07 | BEMS | ASPIRATOR | ASPIRATOR | BA | CATHLAB | GF | ISH/BE/02068 | 0 |  | 0 | HOSPITAL | 1400 | 0 | 0 | 0 | 0 | 0 | 0 | 0 | 0 | 0 | 0 | 2025-09-25 | 1900-01-01 | 0 | [8 empty] | CATHLAB |  |  |  | 0 | 0 | [12 empty] | admin | 2024-12-12 14:25 |  | CA-MI | NEW ASKIR 30 PROXIMITY | 8445 | CATHETERIZATION LABORATORY |  |  | 1 | B | 1 |  | SUP100026 | PRINCIP ENGINEERING | STOR 230476 | ITALY |  | PRINCIP ENGINEERING |  |  | 0 | 0 | 0 | 0 |  |  |  |  | 2024-09-26 | KPJ Ipoh Specialist Hospital | 1 | [12 empty] | 2025-09-01 | 2026-09-01 | bar: SEP
572 | H07B100572 | 13217 | BEMS | B | - | ACT | C | H07 | BEMS | SYRINGE PUMP | SYRINGE PUMP | BA | CAOT | L01 | ISH/BE/00613 | 0 |  | 0 | HOSPITAL | 2950 | 0 | 0 | 0 | 0 | 0 | 0 | 0 | 0 | 0 | 0 |  | 1900-01-01 | 24 | [8 empty] | CAOT |  |  |  | 0 | 0 | [12 empty] | admin | 2024-12-12 14:25 |  | TERUMO | TE 311 | 99110070 |  |  |  | 1 | B | 1 |  | JEBSEN & JESSEN TECHNOLOGY SDN BHD | JEBSEN & JESSEN TECHNOLOGY SDN BHD |  | JAPAN |  | PRINCIP ENGINEERING |  |  | 0 | 0 | 0 | 0 |  |  |  |  | 2000-12-06 | KPJ Ipoh Specialist Hospital | 1 | [12 empty] | 2025-06-01 | 2026-06-01 | bar: JUN
573 | H07B100573 | 13217 | BEMS | B | - | ACT | C | H07 | BEMS | SYRINGE PUMP | SYRINGE PUMP | BA | CAOT | L01 | ISH/BE/00614 | 0 |  | 0 | HOSPITAL | 2950 | 0 | 0 | 0 | 0 | 0 | 0 | 0 | 0 | 0 | 0 |  | 1900-01-01 | 24 | [8 empty] | CAOT |  |  |  | 0 | 0 | [12 empty] | admin | 2024-12-12 14:25 |  | TERUMO | TE 311 | 99110052 |  |  |  | 1 | B | 1 |  | JEBSEN & JESSEN TECHNOLOGY SDN BHD | JEBSEN & JESSEN TECHNOLOGY SDN BHD |  | JAPAN |  | PRINCIP ENGINEERING |  |  | 0 | 0 | 0 | 0 |  |  |  |  | 2000-12-06 | KPJ Ipoh Specialist Hospital | 1 | [12 empty] | 2025-06-01 | 2026-06-01 | bar: JUN
574 | H07B100574 | 13217 | BEMS | B | - | ACT | C | H07 | BEMS | SYRINGE PUMP | SYRINGE PUMP | BA | CAOT | L01 | ISH/BE/01633 | 0 |  | 0 | HOSPITAL | 0 | 0 | 0 | 0 | 0 | 0 | 0 | 0 | 0 | 0 | 0 |  | 1900-01-01 | 0 | [8 empty] | CAOT |  |  |  | 0 | 0 | [12 empty] | admin | 2024-12-12 14:25 |  | TERUMO | TESS730N02 | 2007010024 |  |  |  | 1 | B | 1 |  | SUMMIT COMPANY (M) SDN BHD | SUMMIT COMPANY (M) SDN BHD |  | JAPAN |  | SUMMIT COMPANY (MALAYSIA) SDN BHD |  |  | 0 | 0 | 0 | 0 |  |  |  |  | 2020-12-03 | KPJ Ipoh Specialist Hospital | 1 | [12 empty] | 2025-06-01 | 2026-06-01 | bar: JUN
575 | H07B100575 | 13217 | BEMS | B | - | ACT | C | H07 | BEMS | SYRINGE PUMP | SYRINGE PUMP | BA | CAOT | L01 | ISH/BE/01634 | 0 |  | 0 | HOSPITAL | 0 | 0 | 0 | 0 | 0 | 0 | 0 | 0 | 0 | 0 | 0 |  | 1900-01-01 | 0 | [8 empty] | CAOT |  |  |  | 0 | 0 | [12 empty] | admin | 2024-12-12 14:25 |  | TERUMO | TESS730N02 | 2007010025 |  |  |  | 1 | B | 1 |  | SUMMIT COMPANY (M) SDN BHD | SUMMIT COMPANY (M) SDN BHD |  | JAPAN |  | SUMMIT COMPANY (MALAYSIA) SDN BHD |  |  | 0 | 0 | 0 | 0 |  |  |  |  | 2020-12-03 | KPJ Ipoh Specialist Hospital | 1 | [12 empty] | 2025-06-01 | 2026-06-01 | bar: JUN
576 | H07B100576 | 11490 | BEMS | B | - | ACT | C | H07 | BEMS | ELECTROSURGICAL UNITS | ELECTROSURGICAL UNITS | BA | CAOT | L01 | ISH/BE/00616 | 0 |  | 0 | HOSPITAL | 35000 | 0 | 0 | 0 | 0 | 0 | 0 | 0 | 0 | 0 | 0 |  | 1900-01-01 | 16 | [8 empty] | CAOT |  |  |  | 0 | 0 | [12 empty] | admin | 2024-12-12 14:25 |  | VALLEYLAB | FORCE FX-8C | F8F 61660A |  |  |  | 1 | B | 1 |  | TYCO HEALTHCARE MEDICAL SUPPLIES SDN BHD | TYCO HEALTHCARE MEDICAL SUPPLIES SDN BHD |  | USA |  | MEDTRONIC MALAYSIA SDN BHD |  |  | 0 | 0 | 0 | 0 |  |  |  |  | 2008-10-10 | KPJ Ipoh Specialist Hospital | 2 | [12 empty] | 2025-12-01 | 2026-06-01 | bar: JUN; DEC
577 | H07B100577 | 12647 | BEMS | B | - | ACT | C | H07 | BEMS | PATIENT MONITORING SYSTEM | PATIENT MONITORING SYSTEM | BA | CAOT | L01 | ISH/BE/01502 | 0 |  | 0 | HOSPITAL | 80000 | 0 | 0 | 0 | 0 | 0 | 0 | 0 | 0 | 0 | 0 | 2019-01-01 | 1900-01-01 | 7 | [8 empty] | CAOT |  |  |  | 0 | 0 | [12 empty] | admin | 2024-12-12 14:25 |  | PHILIPS | 865241 MX700 | DE58544522 |  |  |  | 1 | B | 1 |  | SUP100018 | IDS MEDICAL SYSTEM (M) SDN BHD | STOR 135435 (FA) | GERMANY |  | IDS MEDICAL SYSTEM (M) SDN BHD |  |  | 0 | 0 | 0 | 0 |  |  |  |  | 2017-01-06 | KPJ Ipoh Specialist Hospital | 2 | [12 empty] | 2025-09-01 | 2026-03-01 | bar: MAR; SEP
578 | H07B100578 | 10540 | BEMS | B | - | ACT | C | H07 | BEMS | WARMING CABINET | WARMING CABINET | BA | CAOT | L01 | ISH/BE/00621 | 0 |  | 0 | HOSPITAL | 0 | 0 | 0 | 0 | 0 | 0 | 0 | 0 | 0 | 0 | 0 |  | 1900-01-01 | 24 | [8 empty] | CAOT |  |  |  | 0 | 0 | [12 empty] | admin | 2024-12-12 14:25 |  | MALMET | FW 13B | 40005955 |  |  |  | 1 | B | 1 |  | ANTAH SRI RADIN SDN BHD | ANTAH SRI RADIN SDN BHD |  | USA |  | PRINCIP ENGINEERING |  |  | 0 | 0 | 0 | 0 |  |  |  |  | 2000-11-04 | KPJ Ipoh Specialist Hospital | 1 | [12 empty] | 2025-08-01 | 2026-08-01 | bar: AUG
579 | H07B100579 | 10208 | BEMS | B | - | ACT | C | H07 | BEMS | ASPIRATORS | ASPIRATORS | BA | CAOT | L01 | ISH/BE/00622 | 0 |  | 0 | HOSPITAL | 0 | 0 | 0 | 0 | 0 | 0 | 0 | 0 | 0 | 0 | 0 |  | 1900-01-01 | 24 | [8 empty] | CAOT |  |  |  | 0 | 0 | [12 empty] | admin | 2024-12-12 14:25 |  | ESCHMANN | VP45 | V4AB-OA-1146 |  |  |  | 1 | B | 1 |  | ANTAH SRI RADIN SDN BHD | ANTAH SRI RADIN SDN BHD |  | UK |  | PRINCIP ENGINEERING |  |  | 0 | 0 | 0 | 0 |  |  |  |  | 2000-05-31 | KPJ Ipoh Specialist Hospital | 1 | [12 empty] | 2025-02-01 | 2026-02-01 | bar: FEB
580 | H07B100580 | 10208 | BEMS | B | - | ACT | C | H07 | BEMS | ASPIRATORS | ASPIRATORS | BA | CAOT | L01 | ISH/BE/00623 | 0 |  | 0 | HOSPITAL | 0 | 0 | 0 | 0 | 0 | 0 | 0 | 0 | 0 | 0 | 0 |  | 1900-01-01 | 24 | [8 empty] | CAOT |  |  |  | 0 | 0 | [12 empty] | admin | 2024-12-12 14:25 |  | ESCHMANN | VP45 | V4AB-OA-1147 |  |  |  | 1 | B | 1 |  | ANTAH SRI RADIN SDN BHD | ANTAH SRI RADIN SDN BHD |  | UK |  | PRINCIP ENGINEERING |  |  | 0 | 0 | 0 | 0 |  |  |  |  | 2000-05-31 | KPJ Ipoh Specialist Hospital | 1 | [12 empty] | 2025-02-01 | 2026-02-01 | bar: FEB
581 | H07B100581 | 10134 | BEMS | B | - | ACT | C | H07 | BEMS | ANEASTHESIA UNITS | ANEASTHESIA UNITS | BA | CAOT | L01 | ISH/BE/01080 | 0 |  | 0 | HOSPITAL | 175000 | 0 | 0 | 0 | 0 | 0 | 0 | 0 | 0 | 0 | 0 | 2015-02-01 | 1900-01-01 | 11 | [8 empty] | CAOT |  |  |  | 0 | 0 | [12 empty] | admin | 2024-12-12 14:25 |  | DRAGER | PRIMUS | AESA-0278 |  |  |  | 1 | B | 1 |  | DRAGER MEDICAL S.E.A. PTE LTD | DRAGER MEDICAL S.E.A. PTE LTD | STOR101774(FA) | GERMANY |  | DREAGER MALAYSIA SDN BHD |  |  | 0 | 0 | 0 | 0 |  |  |  |  | 2013-02-27 | KPJ Ipoh Specialist Hospital | 2 | [12 empty] | 2025-09-01 | 2026-03-01 | bar: MAR; SEP
582 | H07B100582 | 13961 | BEMS | B | - | CDM | C | H07 | BEMS | OPERATING TABLE | OPERATING TABLE | BA | CAOT | L01 | ISH/BE/00625 | 0 |  | 0 | HOSPITAL | 120000 | 0 | 0 | 0 | 0 | 0 | 0 | 0 | 0 | 0 | 0 |  | 1900-01-01 | 24 | [8 empty] | CAOT |  |  |  | 0 | 0 | [12 empty] | admin | 2024-12-12 14:25 |  | ESCHMANN | MRS | MSAB-OH 1007 |  |  |  | 1 | B | 1 |  | ANTAH SRI RADIN SDN BHD | ANTAH SRI RADIN SDN BHD |  | UK |  | ANTAH SRI RADIN SDN BHD |  |  | 0 | 0 | 0 | 0 |  |  |  |  | 2000-10-25 | KPJ Ipoh Specialist Hospital
583 | H07B100583 | 13961 | BEMS | B | - | ACT | C | H07 | BEMS | OPERATING TABLE | OPERATING TABLE | BA | CAOT | L01 | ISH/BE/01255 | 0 |  | 0 | HOSPITAL | 249000 | 0 | 0 | 0 | 0 | 0 | 0 | 0 | 0 | 0 | 0 | 2017-04-01 | 1900-01-01 | 9 | [8 empty] | CAOT |  |  |  | 0 | 0 | [12 empty] | admin | 2024-12-12 14:25 |  | MAQUET | MMQ1132.21B0 | 801 |  |  |  | 1 | B | 1 |  | SUP100018 | IDS MEDICAL SYSTEM (M) SDN BHD | STOR 120878 (FA) | GERMANY |  | IDS MEDICAL SYSTEM (M) SDN BHD |  |  | 0 | 0 | 0 | 0 |  |  |  |  | 2015-04-20 | KPJ Ipoh Specialist Hospital | 2 | [12 empty] | 2025-11-01 | 2026-05-01 | bar: MAY; NOV
584 | H07B100584 | 12340 | BEMS | B | - | CDM | C | H07 | BEMS | LIGHT SOURCE | LIGHT SOURCE | BA | CAOT | L01 | ISH/BE/00643 | 0 |  | 0 | HOSPITAL | 30000 | 0 | 0 | 0 | 0 | 0 | 0 | 0 | 0 | 0 | 0 |  | 1900-01-01 | 24 | [8 empty] | CAOT |  |  |  | 0 | 0 | [12 empty] | admin | 2024-12-12 14:25 |  | WELCH ALLYN | (WELCH ALLYN MF1) | 99K1591D248 |  |  |  | 1 | B | 1 |  | ZEULIG PHARMA SDN BHD | ZEULIG PHARMA SDN BHD |  | GERMANY |  | PRINCIP ENGINEERING |  |  | 0 | 0 | 0 | 0 |  |  |  |  | 2000-03-31 | KPJ Ipoh Specialist Hospital
585 | H07B100585 | 12340 | BEMS | B | - | ACT | C | H07 | BEMS | LIGHT SOURCE | LIGHT SOURCE | BA | CAOT | L01 | ISH/BE/01534 | 0 |  | 0 | HOSPITAL | 29000 | 0 | 0 | 0 | 0 | 0 | 0 | 0 | 0 | 0 | 0 | 2018-08-01 | 1900-01-01 | 7 | [8 empty] | CAOT |  |  |  | 0 | 0 | [12 empty] | admin | 2024-12-12 14:25 |  | SUNOPTIC | LED4000 | 16071362 |  |  |  | 1 | B | 1 |  | HUMEDICAL SDN BHD | HUMEDICAL SDN BHD | STOR 14832 | USA |  | HUMEDICAL (M) SDN BHD |  |  | 0 | 0 | 0 | 0 |  |  |  |  | 2017-08-15 | KPJ Ipoh Specialist Hospital | 1 | [12 empty] | 2025-02-01 | 2026-02-01 | bar: FEB
586 | H07B100586 | 16749 | BEMS | B | - | ACT | C | H07 | BEMS | ACTIVATED CLOTTING TIME ANALYZER | ACTIVATED CLOTTING TIME ANALYZER | BA | CAOT | L01 | ISH/BE/01612 | 0 |  | 0 | HOSPITAL | 0 | 0 | 0 | 0 | 0 | 0 | 0 | 0 | 0 | 0 | 0 |  | 1900-01-01 | 0 | [8 empty] | CAOT |  |  |  | 0 | 0 | [12 empty] | admin | 2024-12-12 14:25 |  | HELENA LABORATORIES | ACTALYKE MINI 2 | 612003702 |  |  |  | 1 | B | 1 |  | INFINITY HEALTHCARE SDN BH | INFINITY HEALTHCARE SDN BH |  |  |  | INFINITY HEALTHCARE SDN BHD |  |  | 0 | 0 | 0 | 0 |  |  |  |  | 2019-07-11 | KPJ Ipoh Specialist Hospital | 1 | [12 empty] | 2025-01-01 | 2026-01-01 | bar: JAN
587 | H07B100587 | 16516 | BEMS | B | - | ACT | C | H07 | BEMS | TEMPORARY EXTERNAL PACEMAKER | TEMPORARY EXTERNAL PACEMAKER | BA | CAOT | L01 | ISH/BE/01281 | 0 |  | 0 | HOSPITAL | 20000 | 0 | 0 | 0 | 0 | 0 | 0 | 0 | 0 | 0 | 0 | 2017-07-01 | 1900-01-01 | 9 | [8 empty] | CAOT |  |  |  | 0 | 0 | [12 empty] | admin | 2024-12-12 14:25 |  | MEDTRONIC | 5392 | DJH010948P |  |  |  | 1 | B | 1 |  | MEDTRONIC INTERNATIONAL,LTD. | MEDTRONIC INTERNATIONAL,LTD. | STOR124457(FA) | USA |  | MED IMAG ENTERPRISE |  |  | 0 | 0 | 0 | 0 |  |  |  |  | 2015-07-21 | KPJ Ipoh Specialist Hospital | 1 | [12 empty] | 2025-07-01 | 2026-07-01 | bar: JUL
588 | H07B100588 | 12282 | BEMS | B | - | ACT | C | H07 | BEMS | OPERATING LIGHT | OPERATING LIGHT | BA | CAOT | L01 | ISH/BE/01068 | 0 |  | 0 | HOSPITAL | 126800 | 0 | 0 | 0 | 0 | 0 | 0 | 0 | 0 | 0 | 0 | 2013-11-01 | 1900-01-01 | 12 | [8 empty] | CAOT |  |  |  | 0 | 0 | [12 empty] | admin | 2024-12-12 14:25 |  | TRUMPF MEDIZIN | ILED5 & iLED3 VP2000 | 01053512121019/10880252 |  |  |  | 1 | B | 1 |  | MAYCARE SDN BHD | MAYCARE SDN BHD | STOR 98789 (FA) | GERMANY |  | JOHNSON MEDICAL SDN BHD |  |  | 0 | 0 | 0 | 0 |  |  |  |  | 2012-11-20 | KPJ Ipoh Specialist Hospital | 1 | [12 empty] | 2025-08-01 | 2026-08-01 | bar: AUG
589 | H07B100589 | 16718 | BEMS | B | - | ACT | C | H07 | BEMS | STERNAL SAW | STERNAL SAW | BA | CAOT | L01 | ISH/BE/00714 | 0 |  | 0 | HOSPITAL | 20000 | 0 | 0 | 0 | 0 | 0 | 0 | 0 | 0 | 0 | 0 |  | 1900-01-01 | 16 | [8 empty] | CAOT |  |  |  | 0 | 0 | [12 empty] | admin | 2024-12-12 14:25 |  | STRYKER | CORECONSOLE | 823503203 |  |  |  | 1 | B | 1 |  | ETERNITY HEALTHCARE SDN BHD | ETERNITY HEALTHCARE SDN BHD |  | USA |  | PRINCIP ENGINEERING |  |  | 0 | 0 | 0 | 0 |  |  |  |  | 2008-11-13 | KPJ Ipoh Specialist Hospital | 1 | [12 empty] | 2025-07-01 | 2026-07-01 | bar: JUL
590 | H07B100590 | 13931 | BEMS | B | - | ACT | C | H07 | BEMS | SYRINGE PUMP, ANESTHESIA | SYRINGE PUMP, ANESTHESIA | BA | CAOT | L01 | ISH/BE/00649 | 0 |  | 0 | HOSPITAL | 11000 | 0 | 0 | 0 | 0 | 0 | 0 | 0 | 0 | 0 | 0 |  | 1900-01-01 | 26 | [8 empty] | CAOT |  |  |  | 0 | 0 | [12 empty] | admin | 2024-12-12 14:25 |  | GREASBY | G 3500 | 60701 |  |  |  | 1 | B | 1 |  | PRIMED MEDICAL SDN.BHD | PRIMED MEDICAL SDN.BHD |  | USA |  | PRIMED MEDICAL SDN BHD |  |  | 0 | 0 | 0 | 0 |  |  |  |  | 1998-01-01 | KPJ Ipoh Specialist Hospital | 1 | [12 empty] | 2025-04-01 | 2026-04-01 | bar: APR
591 | H07B100591 | 16516 | BEMS | B | - | ACT | C | H07 | BEMS | TEMPORARY EXTERNAL PACEMAKER | TEMPORARY EXTERNAL PACEMAKER | BA | CAOT | L01 | ISH/BE/00041 | 0 |  | 0 | HOSPITAL | 0 | 0 | 0 | 0 | 0 | 0 | 0 | 0 | 0 | 0 | 0 |  | 1900-01-01 | 23 | [8 empty] | CAOT |  |  |  | 0 | 0 | [12 empty] | admin | 2024-12-12 14:25 |  | MEDTRONIC | MODEL 5348 | PEP 014342P |  |  |  | 1 | B | 1 |  | MEDTRONIC INT LIMITED | MEDTRONIC INT LIMITED |  | USA |  | MED IMAG ENTERPRISE |  |  | 0 | 0 | 0 | 0 |  |  |  |  | 2001-09-01 | KPJ Ipoh Specialist Hospital | 1 | [12 empty] | 2025-03-01 | 2026-03-01 | bar: MAR
592 | H07B100592 | - | BEMS | B | - | ACT | C | H07 | BEMS | BLOOD MONITORING UNIT | BLOOD MONITORING UNIT | BA | CAOT | L01 | ISH/BE/01064 | 0 |  | 0 | HOSPITAL | 88858 | 0 | 0 | 0 | 0 | 0 | 0 | 0 | 0 | 0 | 0 | 2013-10-01 | 1900-01-01 | 12 | [8 empty] | CAOT |  |  |  | 0 | 0 | [12 empty] | admin | 2024-12-12 14:25 |  | MAQUET | BMU 40 | 90002295 |  |  |  | 1 | B | 1 |  | ETERNITY HEALTHCARE SDN BHD | ETERNITY HEALTHCARE SDN BHD | STOR 96871 (FA) | USA |  | ETERNITY HEALTHCARE SDN BHD |  |  | 0 | 0 | 0 | 0 |  |  |  |  | 2012-11-10 | KPJ Ipoh Specialist Hospital | 1 | [12 empty] | 2025-02-01 | 2026-02-01 | bar: FEB
593 | H07B100593 | 11969 | BEMS | B | - | ACT | C | H07 | BEMS | HEART LUNG MACHINE (MAIN UNIT) | HEART LUNG MACHINE (MAIN UNIT) | BA | CAOT | L01 | ISH/BE/01244 | 0 |  | 0 | HOSPITAL | 0 | 0 | 0 | 0 | 0 | 0 | 0 | 0 | 0 | 0 | 0 | 2018-03-01 | 1900-01-01 | 9 | [8 empty] | CAOT |  |  |  | 0 | 0 | [12 empty] | admin | 2024-12-12 14:25 |  | STOCKERT | S5 ROLLER PUMP | 10E09596 |  |  |  | 1 | B | 1 |  | SUP100017 | MALMEDICO SDN BHD | STOR 121188(FA) | GERMANY |  | MALMEDICO SDN BHD |  |  | 0 | 0 | 0 | 0 |  |  |  |  | 2015-03-30 | KPJ Ipoh Specialist Hospital | 1 | [12 empty] | 2025-04-01 | 2026-04-01 | bar: APR
594 | H07B100594 | 11969 | BEMS | B | - | ACT | C | H07 | BEMS | HEART LUNG MACHINE (MONITOR) | HEART LUNG MACHINE (MONITOR) | BA | CAOT | L01 | ISH/BE/01245 | 0 |  | 0 | HOSPITAL | 0 | 0 | 0 | 0 | 0 | 0 | 0 | 0 | 0 | 0 | 0 | 2018-03-01 | 1900-01-01 | 9 | [8 empty] | CAOT |  |  |  | 0 | 0 | [12 empty] | admin | 2024-12-12 14:25 |  | STOCKERT | S5 DOUBLE ROLLER PUMP | 10E53049 |  |  |  | 1 | B | 1 |  | SUP100017 | MALMEDICO SDN BHD | STOR 121188(FA) | GERMANY |  | MALMEDICO SDN BHD |  |  | 0 | 0 | 0 | 0 |  |  |  |  | 2015-03-30 | KPJ Ipoh Specialist Hospital | 1 | [12 empty] | 2025-04-01 | 2026-04-01 | bar: APR
595 | H07B100595 | 11969 | BEMS | B | - | ACT | C | H07 | BEMS | HEART LUNG MACHINE (PUMP) | HEART LUNG MACHINE (PUMP) | BA | CAOT | L01 | ISH/BE/01246 | 0 |  | 0 | HOSPITAL | 0 | 0 | 0 | 0 | 0 | 0 | 0 | 0 | 0 | 0 | 0 | 2018-03-01 | 1900-01-01 | 9 | [8 empty] | CAOT |  |  |  | 0 | 0 | [12 empty] | admin | 2024-12-12 14:25 |  | STOCKERT | S5 ROLLER PUMP | 10E09597 |  |  |  | 1 | B | 1 |  | SUP100017 | MALMEDICO SDN BHD | STOR 121188(FA) | GERMANY |  | MALMEDICO SDN BHD |  |  | 0 | 0 | 0 | 0 |  |  |  |  | 2015-03-30 | KPJ Ipoh Specialist Hospital | 1 | [12 empty] | 2025-04-01 | 2026-04-01 | bar: APR
596 | H07B100596 | 11969 | BEMS | B | - | ACT | C | H07 | BEMS | HEART LUNG MACHINE (PUMP) | HEART LUNG MACHINE (PUMP) | BB | CAOT | L01 | ISH/BE/01247 | 0 |  | 0 | HOSPITAL | 0 | 0 | 0 | 0 | 0 | 0 | 0 | 0 | 0 | 0 | 0 | 2018-03-01 | 1900-01-01 | 9 | [8 empty] | CAOT |  |  |  | 0 | 0 | [12 empty] | admin | 2024-12-12 14:25 |  | STOCKERT | S5 ROLLER PUMP | 10E09598 |  |  |  | 1 | B | 1 |  | SUP100017 | MALMEDICO SDN BHD | STOR 121188(FA) | GERMANY |  | MALMEDICO SDN BHD |  |  | 0 | 0 | 0 | 0 |  |  |  |  | 2015-03-30 | KPJ Ipoh Specialist Hospital | 1 | [12 empty] | 2025-04-01 | 2026-04-01 | bar: APR
597 | H07B100597 | 11969 | BEMS | B | - | ACT | C | H07 | BEMS | HEART LUNG MACHINE (PUMP) | HEART LUNG MACHINE (PUMP) | BB | CAOT | L01 | ISH/BE/01248 | 0 |  | 0 | HOSPITAL | 750000 | 0 | 0 | 0 | 0 | 0 | 0 | 0 | 0 | 0 | 0 | 2018-03-01 | 1900-01-01 | 9 | [8 empty] | CAOT |  |  |  | 0 | 0 | [12 empty] | admin | 2024-12-12 14:25 |  | STOCKERT | S5 4-PUMP CONSOLE FOR 5 PUMPS | 48E03393 |  |  |  | 1 | B | 1 |  | SUP100017 | MALMEDICO SDN BHD | STOR 121188(FA) | GERMANY |  | MALMEDICO SDN BHD |  |  | 0 | 0 | 0 | 0 |  |  |  |  | 2015-03-30 | KPJ Ipoh Specialist Hospital | 1 | [12 empty] | 2025-04-01 | 2026-04-01 | bar: APR
598 | H07B100598 | 11969 | BEMS | B | - | ACT | C | H07 | BEMS | HEART LUNG MACHINE (PUMP) | HEART LUNG MACHINE (PUMP) | BB | CAOT | L01 | ISH/BE/01249 | 0 |  | 0 | HOSPITAL | 0 | 0 | 0 | 0 | 0 | 0 | 0 | 0 | 0 | 0 | 0 | 2018-03-01 | 1900-01-01 | 9 | [8 empty] | CAOT |  |  |  | 0 | 0 | [12 empty] | admin | 2024-12-12 14:25 |  | STOCKERT | S5 SLOT SYSTEM PANEL | 28E43542 |  |  |  | 1 | B | 1 |  | SUP100017 | MALMEDICO SDN BHD | STOR 121188(FA) | GERMANY |  | MALMEDICO SDN BHD |  |  | 0 | 0 | 0 | 0 |  |  |  |  | 2015-03-30 | KPJ Ipoh Specialist Hospital | 1 | [12 empty] | 2025-04-01 | 2026-04-01 | bar: APR
599 | H07B100599 | 11969 | BEMS | B | - | ACT | C | H07 | BEMS | HEART LUNG MACHINE (PUMP) | HEART LUNG MACHINE (PUMP) | BB | CAOT | L01 | ISH/BE/01250 | 0 |  | 0 | HOSPITAL | 0 | 0 | 0 | 0 | 0 | 0 | 0 | 0 | 0 | 0 | 0 | 2018-03-01 | 1900-01-01 | 9 | [8 empty] | CAOT |  |  |  | 0 | 0 | [12 empty] | admin | 2024-12-12 14:25 |  | STOCKERT | S5 CARDIOPLEGIA SENSOR MODULE | 28E71032 |  |  |  | 1 | B | 1 |  | SUP100017 | MALMEDICO SDN BHD | STOR 121188(FA) | GERMANY |  | MALMEDICO SDN BHD |  |  | 0 | 0 | 0 | 0 |  |  |  |  | 2015-03-30 | KPJ Ipoh Specialist Hospital | 1 | [12 empty] | 2025-04-01 | 2026-04-01 | bar: APR
600 | H07B100600 | 11969 | BEMS | B | - | ACT | C | H07 | BEMS | HEART LUNG MACHINE (PUMP) | HEART LUNG MACHINE (PUMP) | BB | CAOT | L01 | ISH/BE/01251 | 0 |  | 0 | HOSPITAL | 0 | 0 | 0 | 0 | 0 | 0 | 0 | 0 | 0 | 0 | 0 | 2018-03-01 | 1900-01-01 | 9 | [8 empty] | CAOT |  |  |  | 0 | 0 | [12 empty] | admin | 2024-12-12 14:25 |  | STOCKERT | AIR/OXYGEN BLENDER SECHRIST | 75132 |  |  |  | 1 | B | 1 |  | SUP100017 | MALMEDICO SDN BHD | STOR 121188(FA) | GERMANY |  | MALMEDICO SDN BHD |  |  | 0 | 0 | 0 | 0 |  |  |  |  | 2015-03-30 | KPJ Ipoh Specialist Hospital | 1 | [12 empty] | 2025-04-01 | 2026-04-01 | bar: APR
601 | H07B100601 | 11973 | BEMS | B | - | ACT | C | H07 | BEMS | HEATER-COOLER SYSTEM | HEATER-COOLER SYSTEM | BB | CAOT | L01 | ISH/BE/01252 | 0 |  | 0 | HOSPITAL | 0 | 0 | 0 | 0 | 0 | 0 | 0 | 0 | 0 | 0 | 0 | 2018-03-01 | 1900-01-01 | 9 | [8 empty] | CAOT |  |  |  | 0 | 0 | [12 empty] | admin | 2024-12-12 14:25 |  | STOCKERT | S3 MODEL 3T HEATER COOLER | 16515017 |  |  |  | 1 | B | 1 |  | SUP100017 | MALMEDICO SDN BHD | STOR 121188(FA) | GERMANY |  | MALMEDICO SDN BHD |  |  | 0 | 0 | 0 | 0 |  |  |  |  | 2015-03-30 | KPJ Ipoh Specialist Hospital | 1 | [12 empty] | 2025-04-01 | 2026-04-01 | bar: APR
602 | H07B100602 | 17116 | BEMS | B | - | ACT | C | H07 | BEMS | DEFIBRILLATORS | DEFIBRILLATORS | BB | CAOT | L01 | ISH/BE/01674 | 0 |  | 0 | HOSPITAL | 19400 | 0 | 0 | 0 | 0 | 0 | 0 | 0 | 0 | 0 | 0 | 2022-09-01 | 1900-01-01 | 3 | [8 empty] | CAOT |  |  |  | 0 | 0 | [12 empty] | admin | 2024-12-12 14:25 |  | PHILIPS | EFICIA DFM100 | CN32657625 |  |  |  | 1 | B | 1 |  | UWC HEALTHCARE SDN BHD | UWC HEALTHCARE SDN BHD |  | CHINA |  | UWC HEALTHACRE SDN BHD |  |  | 0 | 0 | 0 | 0 |  |  |  |  | 2021-09-06 | KPJ Ipoh Specialist Hospital | 2 | [12 empty] | 2025-12-01 | 2026-06-01 | bar: JUN; DEC
603 | H07B100603 | 16516 | BEMS | B | - | ACT | C | H07 | BEMS | TEMPORARY EXTERNAL PACEMAKER | TEMPORARY EXTERNAL PACEMAKER | BB | CAOT | L01 | ISH/BE/01723 | 0 |  | 0 | HOSPITAL | 20000 | 0 | 0 | 0 | 0 | 0 | 0 | 0 | 0 | 0 | 0 |  | 1900-01-01 | 2 | [8 empty] | CAOT |  |  |  | 0 | 0 | [12 empty] | admin | 2024-12-12 14:25 |  | MEDTRONIC | 5392 | DJH044765P |  |  |  | 1 | B | 1 |  | MEDTRONIC MALAYSIA SDN BHD | MEDTRONIC MALAYSIA SDN BHD | STOR 207182 | USA |  | MEDTRONIC MALAYSIA SDN BHD |  |  | 0 | 0 | 0 | 0 |  |  |  |  | 2022-10-11 | KPJ Ipoh Specialist Hospital | 1 | [12 empty] | 2025-11-01 | 2026-11-01 | bar: NOV
604 | H07B100604 | 15812 | BEMS | B | - | ACT | C | H07 | BEMS | DRYING CABINET | DRYING CABINET | BB | CAOT | L01 | ISH/BE/01762 | 0 |  | 0 | HOSPITAL | 28000 | 0 | 0 | 0 | 0 | 0 | 0 | 0 | 0 | 0 | 0 |  | 1900-01-01 | 1 | [8 empty] | CAOT |  |  |  | 0 | 0 | [12 empty] | admin | 2024-12-12 14:25 |  | TECH-LAB TECHNOLOGY SDN B | CAC-350SS | 5599350/2212 |  |  |  | 1 | B | 1 |  | SUP100004 | GEMILANG ASIA TECHNOLOGY SDN BHD | STOR 208932 | MALAYSIA |  | GEMILANG ASIA TECHNOLOGY |  |  | 0 | 0 | 0 | 0 |  |  |  |  | 2023-02-14 | KPJ Ipoh Specialist Hospital | 2 | [12 empty] | 2025-08-01 | 2026-02-01 | bar: FEB; AUG
605 | H07B100605 | 13217 | BEMS | B | - | ACT | C | H07 | BEMS | SYRINGE PUMP | SYRINGE PUMP | BB | CAOT | L01 | ISH/BE/01833 | 0 |  | 0 | HOSPITAL | 3680 | 0 | 0 | 0 | 0 | 0 | 0 | 0 | 0 | 0 | 0 | 2025-02-05 | 1900-01-01 | 1 | [8 empty] | CAOT |  |  |  | 0 | 0 | [12 empty] | admin | 2024-12-12 14:25 |  | TERUMO | TE*SS730N02 | 2111012054 |  |  |  | 1 | B | 1 |  | SUMMIT COMPANY (MALAYSIA) SDN BHD | SUMMIT COMPANY (MALAYSIA) SDN BHD | STOR 211747 | JAPAN |  | PRINCIP ENGINEERING |  |  | 0 | 0 | 0 | 0 |  |  |  |  | 2023-03-05 | KPJ Ipoh Specialist Hospital | 1 | [12 empty] | 2025-01-01 | 2026-01-01 | bar: JAN
606 | H07B100606 | 10208 | BEMS | B | - | ACT | C | H07 | BEMS | ASPIRATORS | ASPIRATORS | BB | CAOT | L01 | ISH/BE/01888 | 0 |  | 0 | HOSPITAL | 22500 | 0 | 0 | 0 | 0 | 0 | 0 | 0 | 0 | 0 | 0 | 2028-12-07 | 1900-01-01 | 1 | [8 empty] | CAOT |  |  |  | 0 | 0 | [12 empty] | admin | 2024-12-12 14:25 |  | MEDELA AG | MEDELA BASIC MOBILE | 1990957 |  |  |  | 1 | B | 1 |  | SUP100026 | PRINCIP ENGINEERING | STOR 213246 | USA |  | PRINCIP ENGINEERING |  |  | 0 | 0 | 0 | 0 |  |  |  |  | 2023-07-13 | KPJ Ipoh Specialist Hospital | 1 | [12 empty] | 2025-07-01 | 2026-07-01 | bar: JUL
607 | H07B100607 | 12282 | BEMS | B | - | ACT | C | H07 | BEMS | OPERATING LIGHT | OPERATING LIGHT | BB | CAOT | L01 | ISH/BE/01989 | 0 |  | 0 | HOSPITAL | 69300 | 0 | 0 | 0 | 0 | 0 | 0 | 0 | 0 | 0 | 0 | 2028-04-22 | 1900-01-01 | 0 | [8 empty] | CAOT |  |  |  | 0 | 0 | [12 empty] | admin | 2024-12-12 14:25 |  | DR.MACH | MACH LED 6MC | 23-30401/23-30402 |  |  |  | 1 | B | 1 |  | SCHMIDT BIOMED TECH SDN BHD | SCHMIDT BIOMED TECH SDN BHD | STOR 217186 | GERMANY |  | SCHMIDT BIOMEDTECH SDN BHD |  |  | 0 | 0 | 0 | 0 |  |  |  |  | 2024-04-23 | KPJ Ipoh Specialist Hospital | 2 | [12 empty] | 2025-10-01 | 2026-04-01 | bar: APR; OCT
608 | H07B100608 | 17116 | BEMS | B | - | ACT | C | H07 | BEMS | DEFIBRILLATORS | DEFIBRILLATORS | BB | CAOT | L01 | ISH/BE/00615 | 0 |  | 0 | HOSPITAL | 36570 | 0 | 0 | 0 | 0 | 0 | 0 | 0 | 0 | 0 | 0 |  | 1900-01-01 | 22 | [8 empty] | CAOT |  |  |  | 0 | 0 | [12 empty] | admin | 2024-12-12 14:25 |  | HEWLETT PACKARD | M1723B | US00106269 |  |  |  | 1 | B | 1 |  | JDH LOGIC MED | JDH LOGIC MED |  | GERMANY |  | PRIDE OUTLET SDN BHD |  |  | 0 | 0 | 0 | 0 |  |  |  |  | 2000-06-29 | KPJ Ipoh Specialist Hospital | 2 | [12 empty] | 2025-11-01 | 2026-05-01 | bar: MAY; NOV
609 | H07B100609 | 13217 | BEMS | B | - | ACT | C | H07 | BEMS | SYRINGE PUMP | SYRINGE PUMP | BB | DAY CARE | GF | ISH/BE/00207 | 0 |  | 0 | HOSPITAL | 2950 | 0 | 0 | 0 | 0 | 0 | 0 | 0 | 0 | 0 | 0 |  | 1900-01-01 | 16 | [8 empty] | DAY CARE |  |  |  | 0 | 0 | [12 empty] | admin | 2024-12-12 14:25 |  | TERUMO | TE-331NW2 | O7110423 |  |  |  | 1 | B | 1 |  | HOSPIMETRIX SDN BHD | HOSPIMETRIX SDN BHD |  | JAPAN |  | PRINCIP ENGINEERING |  |  | 0 | 0 | 0 | 0 |  |  |  |  | 2008-04-16 | KPJ Ipoh Specialist Hospital | 1 | [12 empty] | 2025-06-01 | 2026-06-01 | 1 | [5 empty] | √ | bar: JUN
610 | H07B100610 | 13217 | BEMS | B | - | ACT | C | H07 | BEMS | SYRINGE PUMP | SYRINGE PUMP | BB | DAY CARE | GF | ISH/BE/00208 | 0 |  | 0 | HOSPITAL | 2950 | 0 | 0 | 0 | 0 | 0 | 0 | 0 | 0 | 0 | 0 |  | 1900-01-01 | 16 | [8 empty] | DAY CARE |  |  |  | 0 | 0 | [12 empty] | admin | 2024-12-12 14:25 |  | TERUMO | TE-331NW2 | O7110424 |  |  |  | 1 | B | 1 |  | HOSPIMETRIX SDN BHD | HOSPIMETRIX SDN BHD |  | JAPAN |  | PRINCIP ENGINEERING |  |  | 0 | 0 | 0 | 0 |  |  |  |  | 2008-04-16 | KPJ Ipoh Specialist Hospital | 1 | [12 empty] | 2025-06-01 | 2026-06-01 | 1 | [5 empty] | √ | bar: JUN
611 | H07B100611 | 10208 | BEMS | B | - | ACT | C | H07 | BEMS | ASPIRATORS | ASPIRATORS | BB | DAY CARE | GF | ISH/BE/00209 | 0 |  | 0 | HOSPITAL | 1200 | 0 | 0 | 0 | 0 | 0 | 0 | 0 | 0 | 0 | 0 |  | 1900-01-01 | 18 | [8 empty] | DAY CARE |  |  |  | 0 | 0 | [12 empty] | admin | 2024-12-12 14:25 |  | JHAG | YBSXT-1 | N/A |  |  |  | 1 | B | 1 |  | DIETHELM MALAYSIA SDN BHD | DIETHELM MALAYSIA SDN BHD |  | CHINA |  | PRINCIP ENGINEERING |  |  | 0 | 0 | 0 | 0 |  |  |  |  | 2006-12-01 | KPJ Ipoh Specialist Hospital | 1 | [12 empty] | 2025-07-01 | 2026-07-01 | 1 | [6 empty] | √ | bar: JUL
612 | H07B100612 | 12636 | BEMS | B | - | ACT | C | H07 | BEMS | VITAL SIGN MONITOR | VITAL SIGN MONITOR | BB | DAY CARE | GF | ISH/BE/01552 | 0 |  | 0 | HOSPITAL | 6500 | 0 | 0 | 0 | 0 | 0 | 0 | 0 | 0 | 0 | 0 | 2019-10-01 | 1900-01-01 | 7 | [8 empty] | DAY CARE |  |  |  | 0 | 0 | [12 empty] | admin | 2024-12-12 14:25 |  | WELCH ALLYN | CONNEX SPOT | 100067013417 |  |  |  | 1 | B | 1 |  | PERNIAGAAN MEGAMEDIK SDN BHD | PERNIAGAAN MEGAMEDIK SDN BHD | STOR 150023 (FA) | GERMANY |  | PRINCIP ENGINEERING |  |  | 0 | 0 | 0 | 0 |  |  |  |  | 2017-10-10 | KPJ Ipoh Specialist Hospital | 1 | [12 empty] | 2025-03-01 | 2026-03-01 | 2 |  |  | √ | [5 empty] | √ |  |  |  | 2026-03-01 | 2026-09-01 | bar: MAR
613 | H07B100613 | 16156 | BEMS | B | - | ACT | N | H07 | BEMS | ANEROID SPHYGMOMANOMETER | ANEROID SPHYGMOMANOMETER | BB | DAY CARE | GF | ISH/BE/01553 | 0 |  | 0 | HOSPITAL | 480 | 0 | 0 | 0 | 0 | 0 | 0 | 0 | 0 | 0 | 0 | 2019-10-01 | 1900-01-01 | 7 | [8 empty] | DAY CARE |  |  |  | 0 | 0 | [12 empty] | admin | 2024-12-12 14:25 |  | WELCH ALLYN | 767 | `1 |  |  |  | 1 | B | 1 |  | PERNIAGAAN MEGAMEDIK SDN BHD | PERNIAGAAN MEGAMEDIK SDN BHD | STOR 150023 (FA) | GERMANY |  | PRICIP ENGINEERING |  |  | 0 | 0 | 0 | 0 |  |  |  |  | 2017-10-10 | KPJ Ipoh Specialist Hospital | 1 | [12 empty] | 2025-11-01 | 2026-11-01 | 1 | [11 empty] | √ | 2025-12-01 | 2026-12-01 | bar: NOV
614 | H07B100614 | 13215 | BEMS | B | - | ACT | C | H07 | BEMS | INFUSION PUMP | INFUSION PUMP | BB | DAY CARE | GF | ISH/BE/01555 | 0 |  | 0 | HOSPITAL | 4950 | 0 | 0 | 0 | 0 | 0 | 0 | 0 | 0 | 0 | 0 | 2019-12-01 | 1900-01-01 | 7 | [8 empty] | DAY CARE |  |  |  | 0 | 0 | [12 empty] | admin | 2024-12-12 14:25 |  | B.BRAUN | INFUSOMAT SPACE | 406555 |  |  |  | 1 | B | 1 |  | B.BRAUN MEDICAL SUPPLIES SDN BHD | B.BRAUN MEDICAL SUPPLIES SDN BHD | STOR 150839 (FA) | GERMANY |  | B.BRAUN MEDICAL SUPPLIES SDN BHD |  |  | 0 | 0 | 0 | 0 |  |  |  |  | 2017-12-07 | KPJ Ipoh Specialist Hospital | 1 | [12 empty] | 2025-08-01 | 2026-08-01 | 1 | [6 empty] | √ | [5 empty] | 2025-07-01 | 2026-07-01 | bar: AUG
615 | H07B100615 | 13215 | BEMS | B | - | ACT | C | H07 | BEMS | INFUSION PUMP | INFUSION PUMP | BB | DAY CARE | GF | ISH/BE/01556 | 0 |  | 0 | HOSPITAL | 4950 | 0 | 0 | 0 | 0 | 0 | 0 | 0 | 0 | 0 | 0 | 2019-12-01 | 1900-01-01 | 7 | [8 empty] | DAY CARE |  |  |  | 0 | 0 | [12 empty] | admin | 2024-12-12 14:25 |  | B.BRAUN | INFUSOMAT SPACE | 472934 |  |  |  | 1 | B | 1 |  | B.BRAUN MEDICAL SUPPLIES SDN BHD | B.BRAUN MEDICAL SUPPLIES SDN BHD | STOR 150839 (FA) | GERMANY |  | B.BRAUN MEDICAL SUPPLIES SDN BHD |  |  | 0 | 0 | 0 | 0 |  |  |  |  | 2017-12-07 | KPJ Ipoh Specialist Hospital | 1 | [12 empty] | 2025-08-01 | 2026-08-01 | 1 | [6 empty] | √ | [5 empty] | 2025-07-01 | 2026-07-01 | bar: AUG
616 | H07B100616 | 13215 | BEMS | B | - | ACT | C | H07 | BEMS | INFUSION PUMP | INFUSION PUMP | BB | DAY CARE | GF | ISH/BE/01557 | 0 |  | 0 | HOSPITAL | 4950 | 0 | 0 | 0 | 0 | 0 | 0 | 0 | 0 | 0 | 0 | 2019-12-01 | 1900-01-01 | 7 | [8 empty] | DAY CARE |  |  |  | 0 | 0 | [12 empty] | admin | 2024-12-12 14:25 |  | B.BRAUN | INFUSOMAT SPACE | 406556 |  |  |  | 1 | B | 1 |  | B.BRAUN MEDICAL SUPPLIES SDN BHD | B.BRAUN MEDICAL SUPPLIES SDN BHD | STOR 150839 (FA) | GERMANY |  | B.BRAUN MEDICAL SUPPLIES SDN BHD |  |  | 0 | 0 | 0 | 0 |  |  |  |  | 2017-12-07 | KPJ Ipoh Specialist Hospital | 1 | [12 empty] | 2025-08-01 | 2026-08-01 | 1 | [6 empty] | √ | [5 empty] | 2025-07-01 | 2026-07-01 | bar: AUG
617 | H07B100617 | 13215 | BEMS | B | - | ACT | C | H07 | BEMS | INFUSION PUMP | INFUSION PUMP | BB | DAY CARE | GF | ISH/BE/01558 | 0 |  | 0 | HOSPITAL | 4950 | 0 | 0 | 0 | 0 | 0 | 0 | 0 | 0 | 0 | 0 | 2019-12-01 | 1900-01-01 | 7 | [8 empty] | DAY CARE |  |  |  | 0 | 0 | [12 empty] | admin | 2024-12-12 14:25 |  | B.BRAUN | INFUSOMAT SPACE | 472803 |  |  |  | 1 | B | 1 |  | B.BRAUN MEDICAL SUPPLIES SDN BHD | B.BRAUN MEDICAL SUPPLIES SDN BHD | STOR 150839 (FA) | GERMANY |  | B.BRAUN MEDICAL SUPPLIES SDN BHD |  |  | 0 | 0 | 0 | 0 |  |  |  |  | 2017-12-07 | KPJ Ipoh Specialist Hospital | 1 | [12 empty] | 2025-08-01 | 2026-08-01 | 1 | [6 empty] | √ | [5 empty] | 2025-07-01 | 2026-07-01 | bar: AUG
618 | H07B100618 | 13215 | BEMS | B | - | ACT | C | H07 | BEMS | INFUSION PUMP | INFUSION PUMP | BB | DAY CARE | GF | ISH/BE/01559 | 0 |  | 0 | HOSPITAL | 4950 | 0 | 0 | 0 | 0 | 0 | 0 | 0 | 0 | 0 | 0 | 2019-12-01 | 1900-01-01 | 7 | [8 empty] | DAY CARE |  |  |  | 0 | 0 | [12 empty] | admin | 2024-12-12 14:25 |  | B.BRAUN | INFUSOMAT SPACE | 472879 |  |  |  | 1 | B | 1 |  | B.BRAUN MEDICAL SUPPLIES SDN BHD | B.BRAUN MEDICAL SUPPLIES SDN BHD | STOR 150839 (FA) | GERMANY |  | B.BRAUN MEDICAL SUPPLIES SDN BHD |  |  | 0 | 0 | 0 | 0 |  |  |  |  | 2017-12-07 | KPJ Ipoh Specialist Hospital | 1 | [12 empty] | 2025-08-01 | 2026-08-01 | 1 | [6 empty] | √ | [5 empty] | 2025-07-01 | 2026-07-01 | bar: AUG
619 | H07B100619 | 13215 | BEMS | B | - | ACT | C | H07 | BEMS | INFUSION PUMP | INFUSION PUMP | BB | DAY CARE | GF | ISH/BE/01560 | 0 |  | 0 | HOSPITAL | 4950 | 0 | 0 | 0 | 0 | 0 | 0 | 0 | 0 | 0 | 0 | 2019-12-01 | 1900-01-01 | 7 | [8 empty] | DAY CARE |  |  |  | 0 | 0 | [12 empty] | admin | 2024-12-12 14:25 |  | B.BRAUN | INFUSOMAT SPACE | 472852 |  |  |  | 1 | B | 1 |  | B.BRAUN MEDICAL SUPPLIES SDN BHD | B.BRAUN MEDICAL SUPPLIES SDN BHD | STOR 150839 (FA) | GERMANY |  | B.BRAUN MEDICAL SUPPLIES SDN BHD |  |  | 0 | 0 | 0 | 0 |  |  |  |  | 2017-12-07 | KPJ Ipoh Specialist Hospital | 1 | [12 empty] | 2025-08-01 | 2026-08-01 | 1 | [6 empty] | √ | [5 empty] | 2025-07-01 | 2026-07-01 | bar: AUG
620 | H07B100620 | 13215 | BEMS | B | - | ACT | C | H07 | BEMS | INFUSION PUMP | INFUSION PUMP | BB | DAY CARE | GF | ISH/BE/01561 | 0 |  | 0 | HOSPITAL | 4950 | 0 | 0 | 0 | 0 | 0 | 0 | 0 | 0 | 0 | 0 | 2019-12-01 | 1900-01-01 | 7 | [8 empty] | DAY CARE |  |  |  | 0 | 0 | [12 empty] | admin | 2024-12-12 14:25 |  | B.BRAUN | INFUSOMAT SPACE | 472855 |  |  |  | 1 | B | 1 |  | B.BRAUN MEDICAL SUPPLIES SDN BHD | B.BRAUN MEDICAL SUPPLIES SDN BHD | STOR 150839 (FA) | GERMANY |  | B.BRAUN MEDICAL SUPPLIES SDN BHD |  |  | 0 | 0 | 0 | 0 |  |  |  |  | 2017-12-07 | KPJ Ipoh Specialist Hospital | 1 | [12 empty] | 2025-08-01 | 2026-08-01 | 1 | [6 empty] | √ | [5 empty] | 2025-07-01 | 2026-07-01 | bar: AUG
621 | H07B100621 | 13215 | BEMS | B | - | ACT | C | H07 | BEMS | INFUSION PUMP | INFUSION PUMP | BB | DAY CARE | GF | ISH/BE/01806 | 0 |  | 0 | HOSPITAL | 4730 | 0 | 0 | 0 | 0 | 0 | 0 | 0 | 0 | 0 | 0 | 2025-02-05 | 1900-01-01 | 1 | [8 empty] | DAY CARE |  |  |  | 0 | 0 | [12 empty] | admin | 2024-12-12 14:25 |  | TERUMO | TE*LM730A03 | 2003010025 |  |  |  | 1 | B | 1 |  | SUMMIT COMPANY (MALAYSIA) SDN BHD | SUMMIT COMPANY (MALAYSIA) SDN BHD | STOR 211730 | JAPAN |  | PRINCIP ENGINEERING |  |  | 0 | 0 | 0 | 0 |  |  |  |  | 2023-03-05 | KPJ Ipoh Specialist Hospital | 1 | [12 empty] | 2025-04-01 | 2026-04-01 | 1 |  |  |  |  | √ | [7 empty] | 2026-05-01 | 2027-05-01 | bar: APR
622 | H07B100622 | 13215 | BEMS | B | - | ACT | C | H07 | BEMS | INFUSION PUMP | INFUSION PUMP | BB | DAY CARE | GF | ISH/BE/01815 | 0 |  | 0 | HOSPITAL | 4730 | 0 | 0 | 0 | 0 | 0 | 0 | 0 | 0 | 0 | 0 | 2025-02-05 | 1900-01-01 | 1 | [8 empty] | DAY CARE |  |  |  | 0 | 0 | [12 empty] | admin | 2024-12-12 14:25 |  | TERUMO | TE*LM730A03 | 2008010058 |  |  |  | 1 | B | 1 |  | SUMMIT COMPANY (MALAYSIA) SDN BHD | SUMMIT COMPANY (MALAYSIA) SDN BHD | STOR 211730 | JAPAN |  | PRINCIP ENGINEERING |  |  | 0 | 0 | 0 | 0 |  |  |  |  | 2023-03-05 | KPJ Ipoh Specialist Hospital | 1 | [12 empty] | 2025-04-01 | 2026-04-01 | 1 |  |  |  |  | √ | [7 empty] | 2026-05-01 | 2027-05-01 | bar: APR
623 | H07B100623 | 13460 | BEMS | B | - | ACT | N | H07 | BEMS | WEIGHING SCALES, CHAIR | WEIGHING SCALES, CHAIR | BB | DAY CARE | GF | ISH/BE/01866 | 0 |  | 0 | HOSPITAL | 5350 | 0 | 0 | 0 | 0 | 0 | 0 | 0 | 0 | 0 | 0 | 2024-06-07 | 1900-01-01 | 1 | [8 empty] | DAY CARE |  |  |  | 0 | 0 | [12 empty] | admin | 2024-12-12 14:25 |  | SECA | SECA 952 | 10000001052406 |  |  |  | 1 | B | 1 |  | HARMONI JAYA | HARMONI JAYA | STOR 210858 | USA |  | HARMONY JAYA |  |  | 0 | 0 | 0 | 0 |  |  |  |  | 2023-08-06 | KPJ Ipoh Specialist Hospital | 1 | [12 empty] | 2025-06-01 | 2026-06-01 | 1 | [5 empty] | √ | bar: JUN
624 | H07B100624 | 17116 | BEMS | B | - | ACT | C | H07 | BEMS | DEFIBRILLATOR | DEFIBRILLATOR | BB | DAY CARE | GF | ISH/BE/01892 | 0 |  | 0 | HOSPITAL | 25600 | 0 | 0 | 0 | 0 | 0 | 0 | 0 | 0 | 0 | 0 |  | 1900-01-01 | 1 | [8 empty] | DAY CARE |  |  |  | 0 | 0 | [12 empty] | admin | 2024-12-12 14:25 |  | NIHON KOHDEN | TEC-5631 | 21228 |  |  |  | 1 | B | 1 |  | STAR MEDICAL SYSTEM (M) SDN BHD | STAR MEDICAL SYSTEM (M) SDN BHD | STOR212365 | JAPAN |  | STAR MEDICAL SYSTEM (M) SDN BHD |  |  | 0 | 0 | 0 | 0 |  |  |  |  | 2023-07-20 | KPJ Ipoh Specialist Hospital | 2 | [12 empty] | 2025-07-01 | 2026-01-01 | 2 | √ | [5 empty] | √ | bar: JAN; JUL
625 | H07B100625 | 13215 | BEMS | B | - | ACT | C | H07 | BEMS | INFUSION PUMP | INFUSION PUMP | BB | DAY CARE | GF | ISH/BE/01915 | 0 |  | 0 | HOSPITAL | 4730 | 0 | 0 | 0 | 0 | 0 | 0 | 0 | 0 | 0 | 0 |  | 1900-01-01 | 1 | [8 empty] | DAY CARE |  |  |  | 0 | 0 | [12 empty] | admin | 2024-12-12 14:25 |  | TERUMO | TE*LM730A02 | 2302010053 |  |  |  | 1 | B | 1 |  | SUMMIT COMPANY (MALAYSIA) SDN BHD | SUMMIT COMPANY (MALAYSIA) SDN BHD | STOR 211730 | JAPAN |  | PRINCIP ENGINEERING |  |  | 0 | 0 | 0 | 0 |  |  |  |  | 2023-09-19 | KPJ Ipoh Specialist Hospital | 1 | [12 empty] | 2025-03-01 | 2026-03-01 | 1 |  | √ | [10 empty] | 2026-02-01 | 2027-02-01 | bar: MAR
626 | H07B100626 | 13215 | BEMS | B | - | ACT | C | H07 | BEMS | INFUSION PUMP | INFUSION PUMP | BB | DAY CARE | GF | ISH/BE/01916 | 0 |  | 0 | HOSPITAL | 4730 | 0 | 0 | 0 | 0 | 0 | 0 | 0 | 0 | 0 | 0 |  | 1900-01-01 | 1 | [8 empty] | DAY CARE |  |  |  | 0 | 0 | [12 empty] | admin | 2024-12-12 14:25 |  | TERUMO | TE*LM730A02 | 2302010054 |  |  |  | 1 | B | 1 |  | SUMMIT COMPANY (MALAYSIA) SDN BHD | SUMMIT COMPANY (MALAYSIA) SDN BHD | STOR 211730 | JAPAN |  | PRINCIP ENGINEERING |  |  | 0 | 0 | 0 | 0 |  |  |  |  | 2023-09-19 | KPJ Ipoh Specialist Hospital | 1 | [12 empty] | 2025-03-01 | 2026-03-01 | 1 |  | √ | [10 empty] | 2026-02-01 | 2027-02-01 | bar: MAR
627 | H07B100627 | 13215 | BEMS | B | - | ACT | C | H07 | BEMS | INFUSION PUMP | INFUSION PUMP | BB | DAY CARE | GF | ISH/BE/01917 | 0 |  | 0 | HOSPITAL | 4730 | 0 | 0 | 0 | 0 | 0 | 0 | 0 | 0 | 0 | 0 |  | 1900-01-01 | 1 | [8 empty] | DAY CARE |  |  |  | 0 | 0 | [12 empty] | admin | 2024-12-12 14:25 |  | TERUMO | TE*LM730A02 | 2302010055 |  |  |  | 1 | B | 1 |  | SUMMIT COMPANY (MALAYSIA) SDN BHD | SUMMIT COMPANY (MALAYSIA) SDN BHD | STOR 211730 | JAPAN |  | PRINCIP ENGINEERING |  |  | 0 | 0 | 0 | 0 |  |  |  |  | 2023-09-19 | KPJ Ipoh Specialist Hospital | 1 | [12 empty] | 2025-03-01 | 2026-03-01 | 1 |  | √ | [10 empty] | 2026-02-01 | 2027-02-01 | bar: MAR
628 | H07B100628 | 13215 | BEMS | B | - | ACT | C | H07 | BEMS | INFUSION PUMP | INFUSION PUMP | BB | DAY CARE | GF | ISH/BE/01918 | 0 |  | 0 | HOSPITAL | 4730 | 0 | 0 | 0 | 0 | 0 | 0 | 0 | 0 | 0 | 0 |  | 1900-01-01 | 1 | [8 empty] | DAY CARE |  |  |  | 0 | 0 | [12 empty] | admin | 2024-12-12 14:25 |  | TERUMO | TE*LM730A02 | 2305010001 |  |  |  | 1 | B | 1 |  | SUMMIT COMPANY (MALAYSIA) SDN BHD | SUMMIT COMPANY (MALAYSIA) SDN BHD | STOR 211730 | JAPAN |  | PRINCIP ENGINEERING |  |  | 0 | 0 | 0 | 0 |  |  |  |  | 2023-09-19 | KPJ Ipoh Specialist Hospital | 1 | [12 empty] | 2025-03-01 | 2026-03-01 | 1 |  | √ | [10 empty] | 2026-02-01 | 2027-02-01 | bar: MAR
629 | H07B100629 | 13215 | BEMS | B | - | ACT | C | H07 | BEMS | INFUSION PUMP | INFUSION PUMP | BB | DAY CARE | GF | ISH/BE/01919 | 0 |  | 0 | HOSPITAL | 4730 | 0 | 0 | 0 | 0 | 0 | 0 | 0 | 0 | 0 | 0 |  | 1900-01-01 | 1 | [8 empty] | DAY CARE |  |  |  | 0 | 0 | [12 empty] | admin | 2024-12-12 14:25 |  | TERUMO | TE*LM730A02 | 2305010002 |  |  |  | 1 | B | 1 |  | SUMMIT COMPANY (MALAYSIA) SDN BHD | SUMMIT COMPANY (MALAYSIA) SDN BHD | STOR 211730 | JAPAN |  | PRINCIP ENGINEERING |  |  | 0 | 0 | 0 | 0 |  |  |  |  | 2023-09-19 | KPJ Ipoh Specialist Hospital | 1 | [12 empty] | 2025-03-01 | 2026-03-01 | 1 |  | √ | [10 empty] | 2026-02-01 | 2027-02-01 | bar: MAR
630 | H07B100630 | 12636 | BEMS | B | - | ACT | C | H07 | BEMS | VITAL SIGN MONITOR | VITAL SIGN MONITOR | BB | DAY CARE | GF | ISH/BE/02006 | 0 |  | 0 | HOSPITAL | 6800 | 0 | 0 | 0 | 0 | 0 | 0 | 0 | 0 | 0 | 0 | 2026-05-14 | 1900-01-01 | 0 | [8 empty] | DAY CARE |  |  |  | 0 | 0 | [12 empty] | admin | 2024-12-12 14:25 |  | NIHON KOHDEN | SVM-7260 | 01598 |  |  |  | 1 | B | 1 |  | STAR MEDICAL SYSTEMS (M) SDN BHD | STAR MEDICAL SYSTEMS (M) SDN BHD | STOR 224323 | JAPAN |  | STAR MEDICAL SYSTEM (M) SDN BHD |  |  | 0 | 0 | 0 | 0 |  |  |  |  | 2024-07-05 | KPJ Ipoh Specialist Hospital | 2 | [12 empty] | 2025-11-01 | 2026-05-01 | 2 |  |  |  |  | √ | [5 empty] | √ | bar: MAY; NOV
631 | H07B100631 | - | BEMS | B | - | CDM | C | H07 | BEMS | ENDOSCOPE WARSHER | ENDOSCOPE WARSHER | BB | DIAGNOSTIC CENTRE | L01 | ISH/BE/01071 | 0 |  | 0 | HOSPITAL | 108000 | 0 | 0 | 0 | 0 | 0 | 0 | 0 | 0 | 0 | 0 | 2013-12-01 | 1900-01-01 | 12 | [8 empty] | DIAGNOSTIC CENTRE |  |  |  | 0 | 0 | [12 empty] | admin | 2024-12-12 14:25 |  | MEDIVATORS/ MINNTECH USA | DSD-2011(DSD-201) | 645600-038 |  |  |  | 1 | B | 1 |  | SERVICOM MEDICAL SDN BHD | SERVICOM MEDICAL SDN BHD | STOR 101715 (FA) | USA |  | CANTEL MEDICAL ASIA PACIFIC PTE LTD |  |  | 0 | 0 | 0 | 0 |  |  |  |  | 2012-12-21 | KPJ Ipoh Specialist Hospital
632 | H07B100632 | - | BEMS | B | - | CDM | C | H07 | BEMS | ENDOSCOPE MAINTENANCE UNIT | ENDOSCOPE MAINTENANCE UNIT | BB | DIAGNOSTIC CENTRE | L01 | ISH/BE/00298 | 0 |  | 0 | HOSPITAL | 2450 | 0 | 0 | 0 | 0 | 0 | 0 | 0 | 0 | 0 | 0 |  | 1900-01-01 | 20 | [8 empty] | DIAGNOSTIC CENTRE |  |  |  | 0 | 0 | [12 empty] | admin | 2024-12-12 14:25 |  | OLYMPUS | MU-1 | 1305413 |  |  |  | 1 | B | 1 |  | ENDODYNAMICS (M) SDN.BHD | ENDODYNAMICS (M) SDN.BHD |  | JAPAN |  | OLYMPUS (M) SDN BHD |  |  | 0 | 0 | 0 | 0 |  |  |  |  | 2004-10-04 | KPJ Ipoh Specialist Hospital
633 | H07B100633 | 10208 | BEMS | B | - | CDM | C | H07 | BEMS | ASPIRATORS | ASPIRATORS | BB | DIAGNOSTIC CENTRE | L01 | ISH/BE/00300 | 0 |  | 0 | HOSPITAL | 3500 | 0 | 0 | 0 | 0 | 0 | 0 | 0 | 0 | 0 | 0 |  | 1900-01-01 | 30 | [8 empty] | DIAGNOSTIC CENTRE |  |  |  | 0 | 0 | [12 empty] | admin | 2024-12-12 14:25 |  | AMEDA EGNAL | COMPACT 30II | AD 304019 |  |  |  | 1 | B | 1 |  | HISTOPOINT SND BHD | HISTOPOINT SND BHD |  | JAPAN |  | PRINCIP ENGINEERING |  |  | 0 | 0 | 0 | 0 |  |  |  |  | 1994-04-21 | KPJ Ipoh Specialist Hospital
634 | H07B100634 | 12386 | BEMS | B | - | ACT | C | H07 | BEMS | ABP MONITOR | ABP MONITOR | BB | DIAGNOSTIC CENTRE | L01 | ISH/BE/00286 | 0 |  | 0 | HOSPITAL | 4000 | 0 | 0 | 0 | 0 | 0 | 0 | 0 | 0 | 0 | 0 |  | 1900-01-01 | 17 | [8 empty] | DIAGNOSTIC CENTRE |  |  |  | 0 | 0 | [12 empty] | admin | 2024-12-12 14:25 |  | OSCAR | OSCAR | OOO19384 |  |  |  | 1 | B | 1 |  | INSAN DAMAI SDN.BHD | INSAN DAMAI SDN.BHD |  | USA |  | PRINCIP ENGINEERING |  |  | 0 | 0 | 0 | 0 |  |  |  |  | 2007-04-25 | KPJ Ipoh Specialist Hospital | 1 | [12 empty] | 2025-02-01 | 2026-02-01 | bar: FEB
635 | H07B100635 | 12386 | BEMS | B | - | ACT | C | H07 | BEMS | ELECTROSURGICAL UNITS | ELECTROSURGICAL UNITS | BB | DIAGNOSTIC CENTRE | L01 | ISH/BE/00295 | 0 |  | 0 | HOSPITAL | 48000 | 0 | 0 | 0 | 0 | 0 | 0 | 0 | 0 | 0 | 0 |  | 1900-01-01 | 18 | [8 empty] | DIAGNOSTIC CENTRE |  |  |  | 0 | 0 | [12 empty] | admin | 2024-12-12 14:25 |  | ERBE | ICC200EA | D1993 |  |  |  | 1 | B | 1 |  | AVRO MEDICAL SDN.BHD | AVRO MEDICAL SDN.BHD |  | GERMANY |  | MEDILIFE SDN BHD |  |  | 0 | 0 | 0 | 0 |  |  |  |  | 2006-04-25 | KPJ Ipoh Specialist Hospital | 2 | [12 empty] | 2025-10-01 | 2026-04-01 | bar: APR; OCT
636 | H07B100636 | 17116 | BEMS | B | - | ACT | C | H07 | BEMS | DEFIBRILLATORS | DEFIBRILLATORS | BB | DIAGNOSTIC CENTRE | L01 | ISH/BE/01062 | 0 |  | 0 | HOSPITAL | 18000 | 0 | 0 | 0 | 0 | 0 | 0 | 0 | 0 | 0 | 0 | 2013-09-01 | 1900-01-01 | 12 | [8 empty] | DIAGNOSTIC CENTRE |  |  |  | 0 | 0 | [12 empty] | admin | 2024-12-12 14:25 |  | PHILIPS | HEARTSTART XL + | USN1100590 |  |  |  | 1 | B | 1 |  | UWC HEALTHCARE SDN BHD | UWC HEALTHCARE SDN BHD | STOR 99540 (FA) | GERMANY |  | PRINCIP ENGINEERING |  |  | 0 | 0 | 0 | 0 |  |  |  |  | 2012-09-21 | KPJ Ipoh Specialist Hospital | 2 | [12 empty] | 2025-07-01 | 2026-01-01 | bar: JAN; JUL
637 | H07B100637 | 13680 | BEMS | B | - | ACT | C | H07 | BEMS | SPIROMETRY | SPIROMETRY | BB | DIAGNOSTIC CENTRE | L01 | ISH/BE/01060 | 0 |  | 0 | HOSPITAL | 6500 | 0 | 0 | 0 | 0 | 0 | 0 | 0 | 0 | 0 | 0 | 2013-09-01 | 1900-01-01 | 12 | [8 empty] | DIAGNOSTIC CENTRE |  |  |  | 0 | 0 | [12 empty] | admin | 2024-12-12 14:25 |  | SCHILLER | SP-260 | 527.00961 |  |  |  | 1 | B | 1 |  | SCHILLER MALAYSIA SDN BHD | SCHILLER MALAYSIA SDN BHD | STOR 98911 (FA) | GERMANY |  | BEMS ISH |  |  | 0 | 0 | 0 | 0 |  |  |  |  | 2012-12-09 | KPJ Ipoh Specialist Hospital | 1 | [12 empty] | 2025-02-01 | 2026-02-01 | bar: FEB
638 | H07B100638 | 11407 | BEMS | B | - | ACT | C | H07 | BEMS | ELECTROCARDIOGRAPH | ELECTROCARDIOGRAPH | BB | DIAGNOSTIC CENTRE | L01 | ISH/BE/01155 | 0 |  | 0 | HOSPITAL | 16750 | 0 | 0 | 0 | 0 | 0 | 0 | 0 | 0 | 0 | 0 | 2016-02-01 | 1900-01-01 | 10 | [8 empty] | DIAGNOSTIC CENTRE |  |  |  | 0 | 0 | [12 empty] | admin | 2024-12-12 14:25 |  | NORAV MEDICAL | NECG-12C | NECGM13506580003 |  |  |  | 1 | B | 1 |  | SUN MEDICAL SYSTEMS SDN. BHD | SUN MEDICAL SYSTEMS SDN. BHD | STOR 111911(FA) | GERMANY |  | SUN MEDICAL SYSTEM SDN. BHD |  |  | 0 | 0 | 0 | 0 |  |  |  |  | 2014-02-20 | KPJ Ipoh Specialist Hospital | 2 | [12 empty] | 2025-10-01 | 2026-04-01 | bar: APR; OCT
639 | H07B100639 | 11407 | BEMS | B | - | ACT | C | H07 | BEMS | ELECTROCARDIOGRAPH | ELECTROCARDIOGRAPH | BB | DIAGNOSTIC CENTRE | L01 | ISH/BE/01266 | 0 |  | 0 | HOSPITAL | 17500 | 0 | 0 | 0 | 0 | 0 | 0 | 0 | 0 | 0 | 0 | 2017-05-01 | 1900-01-01 | 9 | [8 empty] | DIAGNOSTIC CENTRE |  |  |  | 0 | 0 | [12 empty] | admin | 2024-12-12 14:25 |  | NORAV MEDICAL | NECG-12C | M15100640002 |  |  |  | 1 | B | 1 |  | SUN MEDICAL SYSTEMS SDN. BHD | SUN MEDICAL SYSTEMS SDN. BHD | STOR 122594 (FA) | GERMANY |  | SUN MEDICAL SYSTEM SDN. BHD |  |  | 0 | 0 | 0 | 0 |  |  |  |  | 2015-05-15 | KPJ Ipoh Specialist Hospital | 2 | [12 empty] | 2025-10-01 | 2026-04-01 | bar: APR; OCT
640 | H07B100640 | 11467 | BEMS | B | - | ACT | C | H07 | BEMS | ELECTROENCEPHALOGRAPH | ELECTROENCEPHALOGRAPH | BB | DIAGNOSTIC CENTRE | L01 | ISH/BE/00322 | 0 |  | 0 | HOSPITAL | 90000 | 0 | 0 | 0 | 0 | 0 | 0 | 0 | 0 | 0 | 0 |  | 1900-01-01 | 16 | [8 empty] | DIAGNOSTIC CENTRE |  |  |  | 0 | 0 | [12 empty] | admin | 2024-12-12 14:25 |  | NIHON KOHDEN | 9100K | 00255 |  |  |  | 1 | B | 1 |  | LIFE TRONIC SDN.BHD | LIFE TRONIC SDN.BHD |  | JAPAN |  | LIFETRONIC SDN BHD |  |  | 0 | 0 | 0 | 0 |  |  |  |  | 2008-06-19 | KPJ Ipoh Specialist Hospital | 2 | [12 empty] | 2025-10-01 | 2026-04-01 | bar: APR; OCT
641 | H07B100641 | 11467 | BEMS | B | - | ACT | C | H07 | BEMS | ELECTROENCEPHALOGRAPH | ELECTROENCEPHALOGRAPH | BB | DIAGNOSTIC CENTRE | L01 | ISH/BE/01211 | 0 |  | 0 | HOSPITAL | 79000 | 0 | 0 | 0 | 0 | 0 | 0 | 0 | 0 | 0 | 0 | 2017-12-01 | 1900-01-01 | 10 | [8 empty] | DIAGNOSTIC CENTRE |  |  |  | 0 | 0 | [12 empty] | admin | 2024-12-12 14:25 |  | NIHON KOHDEN | 1200K | 02517 |  |  |  | 1 | B | 1 |  | LIFE TRONIC SDN.BHD | LIFE TRONIC SDN.BHD | STOR 117611(FA) | JAPAN |  | LIFETRONIC SDN BHD |  |  | 0 | 0 | 0 | 0 |  |  |  |  | 2014-12-30 | KPJ Ipoh Specialist Hospital | 2 | [12 empty] | 2025-10-01 | 2026-04-01 | bar: APR; OCT
642 | H07B100642 | 11441 | BEMS | B | - | ACT | C | H07 | BEMS | ELECTROMAYOGRAPH | ELECTROMAYOGRAPH | BB | DIAGNOSTIC CENTRE | L01 | ISH/BE/01607 | 0 |  | 0 | HOSPITAL | 173000 | 0 | 0 | 0 | 0 | 0 | 0 | 0 | 0 | 0 | 0 | 2022-01-22 | 1900-01-01 | 4 | [8 empty] | DIAGNOSTIC CENTRE |  |  |  | 0 | 0 | [12 empty] | admin | 2024-12-12 14:25 |  | NATUS | NICOLET EDX | RZ193446G |  |  |  | 1 | B | 1 |  | DAN MEDIK SDN BHD | DAN MEDIK SDN BHD | STOR 178983 | USA |  | DAN MEDIK SDN BHD |  |  | 0 | 0 | 0 | 0 |  |  |  |  | 2020-01-22 | KPJ Ipoh Specialist Hospital | 2 | [12 empty] | 2025-07-01 | 2026-01-01 | bar: JAN; JUL
643 | H07B100643 | 12387 | BEMS | B | - | ACT | C | H07 | BEMS | COMPUTERISED HOLTER SYSTEM | COMPUTERISED HOLTER SYSTEM | BB | DIAGNOSTIC CENTRE | L01 | ISH/BE/00285 | 0 |  | 0 | HOSPITAL | 20000 | 0 | 0 | 0 | 0 | 0 | 0 | 0 | 0 | 0 | 0 |  | 1900-01-01 | 18 | [8 empty] | DIAGNOSTIC CENTRE |  |  |  | 0 | 0 | [12 empty] | admin | 2024-12-12 14:25 |  | MONTARA | H-SCRIBE | 106151512147 |  |  |  | 1 | B | 1 |  | INSAN DAMAI SDN.BHD | INSAN DAMAI SDN.BHD |  | USA |  | BEMS ISH |  |  | 0 | 0 | 0 | 0 |  |  |  |  | 2006-05-26 | KPJ Ipoh Specialist Hospital | 2 | [12 empty] | 2025-10-01 | 2026-04-01 | bar: FEB; OCT
644 | H07B100644 | 12387 | BEMS | B | - | ACT | C | H07 | BEMS | HOLTER RECORDER | HOLTER RECORDER | BB | DIAGNOSTIC CENTRE | L01 | ISH/BE/00655 | 0 |  | 0 | HOSPITAL | 8000 | 0 | 0 | 0 | 0 | 0 | 0 | 0 | 0 | 0 | 0 |  | 1900-01-01 | 18 | [8 empty] | DIAGNOSTIC CENTRE |  |  |  | 0 | 0 | [12 empty] | admin | 2024-12-12 14:25 |  | MONTARA | H3+ | 105455150165 |  |  |  | 1 | B | 1 |  | INSAN DAMAI SDN.BHD | INSAN DAMAI SDN.BHD |  | USA |  | BEMS ISH |  |  | 0 | 0 | 0 | 0 |  |  |  |  | 2006-05-26 | KPJ Ipoh Specialist Hospital | 2 | [12 empty] | 2025-10-01 | 2026-04-01 | bar: FEB; OCT
645 | H07B100645 | 12387 | BEMS | B | - | ACT | C | H07 | BEMS | HOLTER RECORDER | HOLTER RECORDER | BB | DIAGNOSTIC CENTRE | L01 | ISH/BE/00656 | 0 |  | 0 | HOSPITAL | 8000 | 0 | 0 | 0 | 0 | 0 | 0 | 0 | 0 | 0 | 0 |  | 1900-01-01 | 18 | [8 empty] | DIAGNOSTIC CENTRE |  |  |  | 0 | 0 | [12 empty] | admin | 2024-12-12 14:25 |  | MONTARA | H3+ | 105312130165 |  |  |  | 1 | B | 1 |  | INSAN DAMAI SDN.BHD | INSAN DAMAI SDN.BHD |  | USA |  | BEMS ISH |  |  | 0 | 0 | 0 | 0 |  |  |  |  | 2006-05-26 | KPJ Ipoh Specialist Hospital | 2 | [12 empty] | 2025-10-01 | 2026-04-01 | bar: FEB; OCT
646 | H07B100646 | 12387 | BEMS | B | - | ACT | C | H07 | BEMS | HOLTER RECORDER | HOLTER RECORDER | BB | DIAGNOSTIC CENTRE | L01 | ISH/BE/00657 | 0 |  | 0 | HOSPITAL | 8000 | 0 | 0 | 0 | 0 | 0 | 0 | 0 | 0 | 0 | 0 |  | 1900-01-01 | 18 | [8 empty] | DIAGNOSTIC CENTRE |  |  |  | 0 | 0 | [12 empty] | admin | 2024-12-12 14:25 |  | MONTARA | H3+ | 106363335165 |  |  |  | 1 | B | 1 |  | INSAN DAMAI SDN.BHD | INSAN DAMAI SDN.BHD |  | USA |  | BEMS ISH |  |  | 0 | 0 | 0 | 0 |  |  |  |  | 2006-05-26 | KPJ Ipoh Specialist Hospital | 2 | [12 empty] | 2025-10-01 | 2026-04-01 | bar: FEB; OCT
647 | H07B100647 | 10228 | BEMS | B | - | ACT | C | H07 | BEMS | AUDIOMETRY SYSTEM | AUDIOMETRY SYSTEM | BB | DIAGNOSTIC CENTRE | L01 | ISH/BE/01579 | 0 |  | 0 | HOSPITAL | 29500 | 0 | 0 | 0 | 0 | 0 | 0 | 0 | 0 | 0 | 0 | 2020-01-01 | 1900-01-01 | 5 | [8 empty] | DIAGNOSTIC CENTRE |  |  |  | 0 | 0 | [12 empty] | admin | 2024-12-12 14:25 |  | GSI | GSI PELLO | GS0074249 |  |  |  | 1 | B | 1 |  | MKS MEDIC SDN BHD | MKS MEDIC SDN BHD | STOR 166232 | USA |  | MKS MEDIC |  |  | 0 | 0 | 0 | 0 |  |  |  |  | 2019-01-08 | KPJ Ipoh Specialist Hospital | 1 | [12 empty] | 2025-06-01 | 2026-06-01 | bar: JUN
648 | H07B100648 | - | BEMS | B | - | ACT | C | H07 | BEMS | AUTO TYMPANOMETRY | AUTO TYMPANOMETRY | BB | DIAGNOSTIC CENTRE | L01 | ISH/BE/01206 | 0 |  | 0 | HOSPITAL | 20000 | 0 | 0 | 0 | 0 | 0 | 0 | 0 | 0 | 0 | 0 | 2016-12-01 | 1900-01-01 | 10 | [8 empty] | DIAGNOSTIC CENTRE |  |  |  | 0 | 0 | [12 empty] | admin | 2024-12-12 14:25 |  | INTERACOUSTICS | TITAN IMP 440 | 924522 |  |  |  | 1 | B | 1 |  | GLOBAL PRECISION SDN BHD | GLOBAL PRECISION SDN BHD | STOR 117649 (FA) | USA |  | GLOBAL PRECESION SDN BHD |  |  | 0 | 0 | 0 | 0 |  |  |  |  | 2014-12-30 | KPJ Ipoh Specialist Hospital | 1 | [12 empty] | 2025-12-01 | 2026-12-01 | bar: DEC
649 | H07B100649 | 13217 | BEMS | B | - | ACT | C | H07 | BEMS | SYRINGE PUMP | SYRINGE PUMP | BB | DIAGNOSTIC CENTRE | L01 | ISH/BE/00299 | 0 |  | 0 | HOSPITAL | 2950 | 0 | 0 | 0 | 0 | 0 | 0 | 0 | 0 | 0 | 0 |  | 1900-01-01 | 16 | [8 empty] | DIAGNOSTIC CENTRE |  |  |  | 0 | 0 | [12 empty] | admin | 2024-12-12 14:25 |  | TERUMO | TE-331NW2 | O8010093 |  |  |  | 1 | B | 1 |  | HOSPIMETRIX SDN BHD | HOSPIMETRIX SDN BHD |  | JAPAN |  | PRINCIP ENGINEERING |  |  | 0 | 0 | 0 | 0 |  |  |  |  | 2008-08-18 | KPJ Ipoh Specialist Hospital | 1 | [12 empty] | 2025-06-01 | 2026-06-01 | bar: JUN
650 | H07B100650 | 15967 | BEMS | B | - | ACT | C | H07 | BEMS | MONITOR LCD | MONITOR LCD | BB | DIAGNOSTIC CENTRE | L01 | ISH/BE/00320 | 0 |  | 0 | HOSPITAL | 19000 | 0 | 0 | 0 | 0 | 0 | 0 | 0 | 0 | 0 | 0 |  | 1900-01-01 | 17 | [8 empty] | DIAGNOSTIC CENTRE |  |  |  | 0 | 0 | [12 empty] | admin | 2024-12-12 14:25 |  | OLYMPUS | OEV191 | 7729636 |  |  |  | 1 | B | 1 |  | ENDODYNAMICS (M) SDN.BHD | ENDODYNAMICS (M) SDN.BHD |  | JAPAN |  | OLYMPUS (M) SDN BHD |  |  | 0 | 0 | 0 | 0 |  |  |  |  | 2007-10-30 | KPJ Ipoh Specialist Hospital | 1 | [12 empty] | 2025-11-01 | 2026-11-01 | bar: NOV
651 | H07B100651 | - | BEMS | B | - | CDM | C | H07 | BEMS | ENDOJET FLUSHING SYSTEM | ENDOJET FLUSHING SYSTEM | BB | DIAGNOSTIC CENTRE | L01 | ISH/BE/00333 | 0 |  | 0 | HOSPITAL | 0 | 0 | 0 | 0 | 0 | 0 | 0 | 0 | 0 | 0 | 0 |  | 1900-01-01 | 17 | [8 empty] | DIAGNOSTIC CENTRE |  |  |  | 0 | 0 | [12 empty] | admin | 2024-12-12 14:25 |  | PAULDRACH MEDICAL | EJ 2 | 470592 |  |  |  | 1 | B | 1 |  | ENDODYNAMICS (M) SDN.BHD | ENDODYNAMICS (M) SDN.BHD |  | JAPAN |  | OLYMPUS (M) SDN BHD |  |  | 0 | 0 | 0 | 0 |  |  |  |  | 2007-10-30 | KPJ Ipoh Specialist Hospital
652 | H07B100652 | - | BEMS | B | - | ACT | C | H07 | BEMS | PERISTALTIC PUMP UNIT | PERISTALTIC PUMP UNIT | BB | DIAGNOSTIC CENTRE | L01 | ISH/BE/00692 | 0 |  | 0 | HOSPITAL | 15000 | 0 | 0 | 0 | 0 | 0 | 0 | 0 | 0 | 0 | 0 | 2010-07-01 | 1900-01-01 | 15 | [8 empty] | DIAGNOSTIC CENTRE |  |  |  | 0 | 0 | [12 empty] | admin | 2024-12-12 14:25 |  | OLYMPUS | AFU-100 | 22378W23-109 |  |  |  | 1 | B | 1 |  | ENDODYNAMICS (M) SDN.BHD | ENDODYNAMICS (M) SDN.BHD |  | JAPAN |  | OLYMPUS (M) SDN BHD |  |  | 0 | 0 | 0 | 0 |  |  |  |  | 2009-07-28 | KPJ Ipoh Specialist Hospital | 1 | [12 empty] | 2025-11-01 | 2026-11-01 | bar: NOV
653 | H07B100653 | 15967 | BEMS | B | - | ACT | C | H07 | BEMS | MONITOR LCD | MONITOR LCD | BB | DIAGNOSTIC CENTRE | L01 | ISH/BE/00677 | 0 |  | 0 | HOSPITAL | 19000 | 0 | 0 | 0 | 0 | 0 | 0 | 0 | 0 | 0 | 0 | 2010-04-01 | 1900-01-01 | 15 | [8 empty] | DIAGNOSTIC CENTRE |  |  |  | 0 | 0 | [12 empty] | admin | 2024-12-12 14:25 |  | OLYMPUS | OEV191 | 7924296 |  |  |  | 1 | B | 1 |  | ENDODYNAMICS (M) SDN.BHD | ENDODYNAMICS (M) SDN.BHD |  | JAPAN |  | OLYMPUS (M) SDN BHD |  |  | 0 | 0 | 0 | 0 |  |  |  |  | 2009-02-04 | KPJ Ipoh Specialist Hospital | 1 | [12 empty] | 2025-11-01 | 2026-11-01 | bar: NOV
654 | H07B100654 | 18034 | BEMS | B | - | ACT | C | H07 | BEMS | VIDEO PROCESSOR | VIDEO PROCESSOR | BB | DIAGNOSTIC CENTRE | L01 | ISH/BE/00697 | 0 |  | 0 | HOSPITAL | 55000 | 0 | 0 | 0 | 0 | 0 | 0 | 0 | 0 | 0 | 0 | 2010-08-01 | 1900-01-01 | 15 | [8 empty] | DIAGNOSTIC CENTRE |  |  |  | 0 | 0 | [12 empty] | admin | 2024-12-12 14:25 |  | OLYMPUS | CV-180 | 7983179 |  |  |  | 1 | B | 1 |  | ENDODYNAMICS (M) SDN.BHD | ENDODYNAMICS (M) SDN.BHD |  | JAPAN |  | OLYMPUS (M) SDN BHD |  |  | 0 | 0 | 0 | 0 |  |  |  |  | 2009-08-18 | KPJ Ipoh Specialist Hospital | 1 | [12 empty] | 2025-11-01 | 2026-11-01 | bar: NOV
655 | H07B100655 | 12340 | BEMS | B | - | ACT | C | H07 | BEMS | LIGHT SOURCE | LIGHT SOURCE | BB | DIAGNOSTIC CENTRE | L01 | ISH/BE/00698 | 0 |  | 0 | HOSPITAL | 32000 | 0 | 0 | 0 | 0 | 0 | 0 | 0 | 0 | 0 | 0 | 2010-08-01 | 1900-01-01 | 15 | [8 empty] | DIAGNOSTIC CENTRE |  |  |  | 0 | 0 | [12 empty] | admin | 2024-12-12 14:25 |  | OLYMPUS | CLV-180 | 7901815 |  |  |  | 1 | B | 1 |  | ENDODYNAMICS (M) SDN.BHD | ENDODYNAMICS (M) SDN.BHD |  | JAPAN |  | OLYMPUS (M) SDN BHD |  |  | 0 | 0 | 0 | 0 |  |  |  |  | 2009-08-18 | KPJ Ipoh Specialist Hospital | 1 | [12 empty] | 2025-11-01 | 2026-11-01 | bar: NOV
656 | H07B100656 | 11490 | BEMS | B | - | ACT | C | H07 | BEMS | ELECTROSURGICAL UNITS | ELECTROSURGICAL UNITS | BB | DIAGNOSTIC CENTRE | L01 | ISH/BE/00691 | 0 |  | 0 | HOSPITAL | 35000 | 0 | 0 | 0 | 0 | 0 | 0 | 0 | 0 | 0 | 0 | 2010-07-01 | 1900-01-01 | 15 | [8 empty] | DIAGNOSTIC CENTRE |  |  |  | 0 | 0 | [12 empty] | admin | 2024-12-12 14:25 |  | OLYMPUS | ESG-100 | 22416W23-102 |  |  |  | 1 | B | 1 |  | ENDODYNAMICS (M) SDN.BHD | ENDODYNAMICS (M) SDN.BHD |  | JAPAN |  | OLYMPUS (M) SDN BHD |  |  | 0 | 0 | 0 | 0 |  |  |  |  | 2009-07-28 | KPJ Ipoh Specialist Hospital | 1 | [12 empty] | 2025-11-01 | 2026-11-01 | bar: NOV
657 | H07B100657 | 17663 | BEMS | B | - | ACT | C | H07 | BEMS | GASTROSCOPE | GASTROSCOPE | BB | DIAGNOSTIC CENTRE | L01 | ISH/BE/01512 | 0 |  | 0 | HOSPITAL | 103521.6 | 0 | 0 | 0 | 0 | 0 | 0 | 0 | 0 | 0 | 0 | 2018-04-01 | 1900-01-01 | 7 | [8 empty] | DIAGNOSTIC CENTRE |  |  |  | 0 | 0 | [12 empty] | admin | 2024-12-12 14:25 |  | OLYMPUS | GIF-H190 | 2641171 |  |  |  | 1 | B | 1 |  | OLYMPUS (M) SDN BHD | OLYMPUS (M) SDN BHD |  | JAPAN |  | OLYMPUS (M) SDN BHD |  |  | 0 | 0 | 0 | 0 |  |  |  |  | 2017-04-11 | KPJ Ipoh Specialist Hospital | 1 | [12 empty] | 2025-07-01 | 2026-07-01 | bar: JUL
658 | H07B100658 | 17663 | BEMS | B | - | CDM | C | H07 | BEMS | GASTROSCOPE | GASTROSCOPE | BB | DIAGNOSTIC CENTRE | L01 | ISH/BE/01513 | 0 |  | 0 | HOSPITAL | 103521.6 | 0 | 0 | 0 | 0 | 0 | 0 | 0 | 0 | 0 | 0 | 2018-04-01 | 1900-01-01 | 7 | [8 empty] | DIAGNOSTIC CENTRE |  |  |  | 0 | 0 | [12 empty] | admin | 2024-12-12 14:25 |  | OLYMPUS | GIF-H190 | 2641180 |  |  |  | 1 | B | 1 |  | OLYMPUS (M) SDN BHD | OLYMPUS (M) SDN BHD |  | JAPAN |  | OLYMPUS (M) SDN BHD |  |  | 0 | 0 | 0 | 0 |  |  |  |  | 2017-04-11 | KPJ Ipoh Specialist Hospital
659 | H07B100659 | 17663 | BEMS | B | - | ACT | C | H07 | BEMS | GASTROSCOPE | GASTROSCOPE | BB | DIAGNOSTIC CENTRE | L01 | ISH/BE/01667 | 0 |  | 0 | HOSPITAL | 110000 | 0 | 0 | 0 | 0 | 0 | 0 | 0 | 0 | 0 | 0 | 2022-03-01 | 1900-01-01 | 3 | [8 empty] | DIAGNOSTIC CENTRE |  |  |  | 0 | 0 | [12 empty] | admin | 2024-12-12 14:25 |  | OLYMPUS | GIF-H191 | 2062227 |  |  |  | 1 | B | 1 |  | OLYMPUS (M) SDN BHD | OLYMPUS (M) SDN BHD |  | JAPAN |  | OLYMPUS (M) SDN BHD |  |  | 0 | 0 | 0 | 0 |  |  |  |  | 2021-04-03 | KPJ Ipoh Specialist Hospital | 1 | [12 empty] | 2025-03-01 | 2026-03-01 | bar: MAR
660 | H07B100660 | 17665 | BEMS | B | - | CDM | C | H07 | BEMS | COLONOSCOPE | COLONOSCOPE | BB | DIAGNOSTIC CENTRE | L01 | ISH/BE/00784 | 0 |  | 0 | HOSPITAL | 94000 | 0 | 0 | 0 | 0 | 0 | 0 | 0 | 0 | 0 | 0 | 2011-03-01 | 1900-01-01 | 14 | [8 empty] | DIAGNOSTIC CENTRE |  |  |  | 0 | 0 | [12 empty] | admin | 2024-12-12 14:25 |  | OLYMPUS | PCF-Q180AI | 2900478 |  |  |  | 1 | B | 1 |  | ENDODYNAMICS (M) SDN.BHD | ENDODYNAMICS (M) SDN.BHD |  | JAPAN |  | OLYMPUS (M) SDN BHD |  |  | 0 | 0 | 0 | 0 |  |  |  |  | 2010-03-18 | KPJ Ipoh Specialist Hospital
661 | H07B100661 | 17665 | BEMS | B | - | ACT | C | H07 | BEMS | COLONOSCOPE | COLONOSCOPE | BB | DIAGNOSTIC CENTRE | L01 | ISH/BE/01569 | 0 |  | 0 | HOSPITAL | 116424 | 0 | 0 | 0 | 0 | 0 | 0 | 0 | 0 | 0 | 0 | 2019-05-01 | 1900-01-01 | 6 | [8 empty] | DIAGNOSTIC CENTRE |  |  |  | 0 | 0 | [12 empty] | admin | 2024-12-12 14:25 |  | OLYMPUS | CF-H190L | 2842767 |  |  |  | 1 | B | 1 |  | OLYMPUS (M) SDN BHD | OLYMPUS (M) SDN BHD |  | JAPAN |  | OLYMPUS (M) SDN BHD |  |  | 0 | 0 | 0 | 0 |  |  |  |  | 2018-05-04 | KPJ Ipoh Specialist Hospital | 1 | [12 empty] | 2025-07-01 | 2026-07-01 | bar: JUL
662 | H07B100662 | 17665 | BEMS | B | - | ACT | C | H07 | BEMS | COLONOSCOPE | COLONOSCOPE | BB | DIAGNOSTIC CENTRE | L01 | ISH/BE/01666 | 0 |  | 0 | HOSPITAL | 130000 | 0 | 0 | 0 | 0 | 0 | 0 | 0 | 0 | 0 | 0 | 2022-03-01 | 1900-01-01 | 3 | [8 empty] | DIAGNOSTIC CENTRE |  |  |  | 0 | 0 | [12 empty] | admin | 2024-12-12 14:25 |  | OLYMPUS | CF-H190L | 2044012 |  |  |  | 1 | B | 1 |  | OLYMPUS (M) SDN BHD | OLYMPUS (M) SDN BHD |  | JAPAN |  | OLYMPUS (M) SDN BHD |  |  | 0 | 0 | 0 | 0 |  |  |  |  | 2021-04-03 | KPJ Ipoh Specialist Hospital | 1 | [12 empty] | 2025-03-01 | 2026-03-01 | bar: MAR
663 | H07B100663 | 15073 | BEMS | B | - | ACT | C | H07 | BEMS | BRONCHOSCOPE | BRONCHOSCOPE | BB | DIAGNOSTIC CENTRE | L01 | ISH/BE/01665 | 0 |  | 0 | HOSPITAL | 0 | 0 | 0 | 0 | 0 | 0 | 0 | 0 | 0 | 0 | 0 | 2022-03-01 | 1900-01-01 | 3 | [8 empty] | DIAGNOSTIC CENTRE |  |  |  | 0 | 0 | [12 empty] | admin | 2024-12-12 14:25 |  | OLYMPUS | BF-H190 | 2026598 |  |  |  | 1 | B | 1 |  | OLYMPUS (M) SDN BHD | OLYMPUS (M) SDN BHD |  | JAPAN |  | OLYMPUS (M) SDN BHD |  |  | 0 | 0 | 0 | 0 |  |  |  |  | 2021-04-03 | KPJ Ipoh Specialist Hospital | 1 | [12 empty] | 2025-11-01 | 2026-11-01 | bar: NOV
664 | H07B100664 | - | BEMS | B | - | ACT | C | H07 | BEMS | SCANNING SYSTEMS, ULTRASONIC, COLONOSCOPIC | SCANNING SYSTEMS, ULTRASONIC, COLONOSCOPIC | BB | DIAGNOSTIC CENTRE | L01 | ISH/BE/00805 | 0 |  | 0 | HOSPITAL | 269660 | 0 | 0 | 0 | 0 | 0 | 0 | 0 | 0 | 0 | 0 | 2011-04-01 | 1900-01-01 | 14 | [8 empty] | DIAGNOSTIC CENTRE |  |  |  | 0 | 0 | [12 empty] | admin | 2024-12-12 14:25 |  | BK MEDICAL | FLEX FOCUS 1202 | 1900459 |  |  |  | 1 | B | 1 |  | SUP100019 | MEDI-LIFE (M) SDN BHD | STOR 80105 | GERMANY |  | MEDILIFE SDN BHD |  |  | 0 | 0 | 0 | 0 |  |  |  |  | 2010-04-27 | KPJ Ipoh Specialist Hospital | 2 | [12 empty] | 2025-09-01 | 2026-03-01 | bar: MAR; SEP
665 | H07B100665 | 11490 | BEMS | B | - | ACT | C | H07 | BEMS | ELECTROSURGICAL UNITS | ELECTROSURGICAL UNITS | BB | DIAGNOSTIC CENTRE | L01 | ISH/BE/00815 | 0 |  | 0 | HOSPITAL | 49000 | 0 | 0 | 0 | 0 | 0 | 0 | 0 | 0 | 0 | 0 | 2011-05-01 | 1900-01-01 | 14 | [8 empty] | DIAGNOSTIC CENTRE |  |  |  | 0 | 0 | [12 empty] | admin | 2024-12-12 14:25 |  | ERBE | VIO 300S | 11317114 |  |  |  | 1 | B | 1 |  | AVRO MEDICAL SDN.BHD | AVRO MEDICAL SDN.BHD |  | GERMANY |  | MEDILIFE SDN BHD |  |  | 0 | 0 | 0 | 0 |  |  |  |  | 2010-05-17 | KPJ Ipoh Specialist Hospital | 2 | [12 empty] | 2025-09-01 | 2026-03-01 | bar: MAR; SEP
666 | H07B100666 | - | BEMS | B | - | ACT | C | H07 | BEMS | ELECTRICAL SPHYGMOMANOMETER | ELECTRICAL SPHYGMOMANOMETER | BB | DIAGNOSTIC CENTRE | L01 | ISH/BE/00838 | 0 |  | 0 | HOSPITAL | 220 | 0 | 0 | 0 | 0 | 0 | 0 | 0 | 0 | 0 | 0 | 2011-07-01 | 1900-01-01 | 14 | [8 empty] | DIAGNOSTIC CENTRE |  |  |  | 0 | 0 | [12 empty] | admin | 2024-12-12 14:25 |  | ELEPHANT | DXJ-210 | J2101007350 |  |  |  | 1 | B | 1 |  | BEC ENGINEERING SDN BHD | BEC ENGINEERING SDN BHD |  | CHINA |  | BEMS ISH |  |  | 0 | 0 | 0 | 0 |  |  |  |  | 2010-07-24 | KPJ Ipoh Specialist Hospital | 1 | [12 empty] | 2025-07-01 | 2026-07-01 | bar: JUL
667 | H07B100667 | 17204 | BEMS | B | - | ACT | C | H07 | BEMS | SCANNING SYSTEMS, ULTRASONIC | SCANNING SYSTEMS, ULTRASONIC | BB | DIAGNOSTIC CENTRE | L01 | ISH/BE/01509 | 0 |  | 0 | HOSPITAL | 600000 | 0 | 0 | 0 | 0 | 0 | 0 | 0 | 0 | 0 | 0 | 2020-03-01 | 1900-01-01 | 7 | [8 empty] | DIAGNOSTIC CENTRE |  |  |  | 0 | 0 | [12 empty] | admin | 2024-12-12 14:25 |  | GE | H45571GJ | 10772VE9 |  |  |  | 1 | B | 1 |  | SCHMIDT BIOMED TECH SDN BHD | SCHMIDT BIOMED TECH SDN BHD |  | GERMANY |  | I MEDIC IMAGING SDN BHD |  |  | 0 | 0 | 0 | 0 |  |  |  |  | 2017-03-28 | KPJ Ipoh Specialist Hospital | 2 | [12 empty] | 2025-08-01 | 2026-02-01 | bar: FEB; AUG
668 | H07B100668 | 17204 | BEMS | B | - | ACT | C | H07 | BEMS | SCANNING SYSTEMS, ULTRASONIC | SCANNING SYSTEMS, ULTRASONIC | BB | DIAGNOSTIC CENTRE | L01 | ISH/BE/01664 | 0 |  | 0 | HOSPITAL | 380000 | 0 | 0 | 0 | 0 | 0 | 0 | 0 | 0 | 0 | 0 | 2022-09-01 | 1900-01-01 | 5 | [8 empty] | DIAGNOSTIC CENTRE |  |  |  | 0 | 0 | [12 empty] | admin | 2024-12-12 14:25 |  | GE | S70 | 210921S70N |  |  |  | 1 | B | 1 |  | I MEDIC SDN BHD | I MEDIC SDN BHD |  | GERMANY |  | I MEDIC IMAGING SDN BHD |  |  | 0 | 0 | 0 | 0 |  |  |  |  | 2019-11-05 | KPJ Ipoh Specialist Hospital | 2 | [12 empty] | 2025-08-01 | 2026-02-01 | bar: FEB; AUG
669 | H07B100669 | 17723 | BEMS | B | - | CDM | C | H07 | BEMS | STRESS TEST SYSTEM | STRESS TEST SYSTEM | BB | DIAGNOSTIC CENTRE | L01 | ISH/BE/00952 | 0 |  | 0 | HOSPITAL | 98852.64 | 0 | 0 | 0 | 0 | 0 | 0 | 0 | 0 | 0 | 0 | 2012-03-01 | 1900-01-01 | 13 | [8 empty] | DIAGNOSTIC CENTRE |  |  |  | 0 | 0 | [12 empty] | admin | 2024-12-12 14:25 |  | GE | CASE SYSTEM | R3X-10116162SA |  |  |  | 1 | B | 1 |  | MEDITECH ADVANCE SDN BHD | MEDITECH ADVANCE SDN BHD |  | GERMANY |  | EXPERT HEALTHCARE SDN BHD |  |  | 0 | 0 | 0 | 0 |  |  |  |  | 2011-03-14 | KPJ Ipoh Specialist Hospital
670 | H07B100670 | - | BEMS | B | - | ACT | C | H07 | BEMS | ARGON PLASMA COAGULATION UNIT | ARGON PLASMA COAGULATION UNIT | BB | DIAGNOSTIC CENTRE | L01 | ISH/BE/01019 | 0 |  | 0 | HOSPITAL | 71250 | 0 | 0 | 0 | 0 | 0 | 0 | 0 | 0 | 0 | 0 | 2012-11-01 | 1900-01-01 | 13 | [8 empty] | DIAGNOSTIC CENTRE |  |  |  | 0 | 0 | [12 empty] | admin | 2024-12-12 14:25 |  | ERBE | APC 2 | 11326132 |  |  |  | 1 | B | 1 |  | AVRO MEDICAL SDN.BHD | AVRO MEDICAL SDN.BHD |  | GERMANY |  | MEDILIFE SDN BHD |  |  | 0 | 0 | 0 | 0 |  |  |  |  | 2011-01-11 | KPJ Ipoh Specialist Hospital | 2 | [12 empty] | 2025-09-01 | 2026-03-01 | bar: MAR; SEP
671 | H07B100671 | 15967 | BEMS | B | - | ACT | C | H07 | BEMS | MONITOR LCD | MONITOR LCD | BB | DIAGNOSTIC CENTRE | L01 | ISH/BE/01073 | 0 |  | 0 | HOSPITAL | 173825 | 0 | 0 | 0 | 0 | 0 | 0 | 0 | 0 | 0 | 0 | 2014-01-01 | 1900-01-01 | 11 | [8 empty] | DIAGNOSTIC CENTRE |  |  |  | 0 | 0 | [12 empty] | admin | 2024-12-12 14:25 |  | OLYMPUS | OEV261H | 7244998 |  |  |  | 1 | B | 1 |  | ENDODYNAMICS (M) SDN.BHD | ENDODYNAMICS (M) SDN.BHD | STOR 101775 (FA) | JAPAN |  | OLYMPUS (M) SDN BHD |  |  | 0 | 0 | 0 | 0 |  |  |  |  | 2013-01-17 | KPJ Ipoh Specialist Hospital | 1 | [12 empty] | 2025-07-01 | 2026-07-01 | bar: JUL
672 | H07B100672 | 18034 | BEMS | B | - | ACT | C | H07 | BEMS | VIDEO PROCESSOR | VIDEO PROCESSOR | BB | DIAGNOSTIC CENTRE | L01 | ISH/BE/01074 | 0 |  | 0 | HOSPITAL | 0 | 0 | 0 | 0 | 0 | 0 | 0 | 0 | 0 | 0 | 0 | 2014-01-01 | 1900-01-01 | 11 | [8 empty] | DIAGNOSTIC CENTRE |  |  |  | 0 | 0 | [12 empty] | admin | 2024-12-12 14:25 |  | OLYMPUS | CV-190 | 7254799 |  |  |  | 1 | B | 1 |  | ENDODYNAMICS (M) SDN.BHD | ENDODYNAMICS (M) SDN.BHD | STOR 101775 (FA) | JAPAN |  | OLYMPUS (M) SDN BHD |  |  | 0 | 0 | 0 | 0 |  |  |  |  | 2013-01-17 | KPJ Ipoh Specialist Hospital | 1 | [12 empty] | 2025-07-01 | 2026-07-01 | bar: JUL
673 | H07B100673 | 12340 | BEMS | B | - | ACT | C | H07 | BEMS | LIGHT SOURCE | LIGHT SOURCE | BB | DIAGNOSTIC CENTRE | L01 | ISH/BE/01075 | 0 |  | 0 | HOSPITAL | 0 | 0 | 0 | 0 | 0 | 0 | 0 | 0 | 0 | 0 | 0 | 2014-01-01 | 1900-01-01 | 11 | [8 empty] | DIAGNOSTIC CENTRE |  |  |  | 0 | 0 | [12 empty] | admin | 2024-12-12 14:25 |  | OLYMPUS | CLV-190 | 7234912 |  |  |  | 1 | B | 1 |  | ENDODYNAMICS (M) SDN.BHD | ENDODYNAMICS (M) SDN.BHD | STOR 101775 (FA) | JAPAN |  | OLYMPUS (M) SDN BHD |  |  | 0 | 0 | 0 | 0 |  |  |  |  | 2013-01-17 | KPJ Ipoh Specialist Hospital | 1 | [12 empty] | 2025-07-01 | 2026-07-01 | bar: JUL
674 | H07B100674 | 17144 | BEMS | B | - | ACT | C | H07 | BEMS | CYSTOSCOPE | CYSTOSCOPE | BB | DIAGNOSTIC CENTRE | L01 | ISH/BE/01508 | 0 |  | 0 | HOSPITAL | 47796 | 0 | 0 | 0 | 0 | 0 | 0 | 0 | 0 | 0 | 0 | 2018-01-01 | 1900-01-01 | 7 | [8 empty] | DIAGNOSTIC CENTRE |  |  |  | 0 | 0 | [12 empty] | admin | 2024-12-12 14:25 |  | OLYMPUS | CYF TYPE V2 | 2651374 |  |  |  | 1 | B | 1 |  | OLYMPUS (M) SDN BHD | OLYMPUS (M) SDN BHD | STOR 138304 (FA) | JAPAN |  | OLYMPUS (M) SDN BHD |  |  | 0 | 0 | 0 | 0 |  |  |  |  | 2017-01-17 | KPJ Ipoh Specialist Hospital | 1 | [12 empty] | 2025-03-01 | 2026-03-01 | bar: MAR
675 | H07B100675 | 18034 | BEMS | B | - | ACT | C | H07 | BEMS | VIDEO PROCESSOR | VIDEO PROCESSOR | BB | DIAGNOSTIC CENTRE | L01 | ISH/BE/01259 | 0 |  | 0 | HOSPITAL | 91600 | 0 | 0 | 0 | 0 | 0 | 0 | 0 | 0 | 0 | 0 | 2017-05-01 | 1900-01-01 | 9 | [8 empty] | DIAGNOSTIC CENTRE |  |  |  | 0 | 0 | [12 empty] | admin | 2024-12-12 14:25 |  | OLYMPUS | CV-190 | 7500102 |  |  |  | 1 | B | 1 |  | OLYMPUS (M) SDN BHD | OLYMPUS (M) SDN BHD | STOR 120876 (FA) | JAPAN |  | OLYMPUS (M) SDN BHD |  |  | 0 | 0 | 0 | 0 |  |  |  |  | 2015-05-13 | KPJ Ipoh Specialist Hospital | 1 | [12 empty] | 2025-07-01 | 2026-07-01 | bar: JUL
676 | H07B100676 | 12340 | BEMS | B | - | ACT | C | H07 | BEMS | LIGHT SOURCE | LIGHT SOURCE | BB | DIAGNOSTIC CENTRE | L01 | ISH/BE/01260 | 0 |  | 0 | HOSPITAL | 46100 | 0 | 0 | 0 | 0 | 0 | 0 | 0 | 0 | 0 | 0 | 2017-05-01 | 1900-01-01 | 9 | [8 empty] | DIAGNOSTIC CENTRE |  |  |  | 0 | 0 | [12 empty] | admin | 2024-12-12 14:25 |  | OLYMPUS | CLV-190 | 7458094 |  |  |  | 1 | B | 1 |  | OLYMPUS (M) SDN BHD | OLYMPUS (M) SDN BHD | STOR 120876 (FA) | JAPAN |  | OLYMPUS (M) SDN BHD |  |  | 0 | 0 | 0 | 0 |  |  |  |  | 2015-05-13 | KPJ Ipoh Specialist Hospital | 1 | [12 empty] | 2025-07-01 | 2026-07-01 | bar: JUL
677 | H07B100677 | 15967 | BEMS | B | - | ACT | C | H07 | BEMS | MONITOR LCD | MONITOR LCD | BB | DIAGNOSTIC CENTRE | L01 | ISH/BE/01261 | 0 |  | 0 | HOSPITAL | 31400 | 0 | 0 | 0 | 0 | 0 | 0 | 0 | 0 | 0 | 0 | 2017-05-01 | 1900-01-01 | 9 | [8 empty] | DIAGNOSTIC CENTRE |  |  |  | 0 | 0 | [12 empty] | admin | 2024-12-12 14:25 |  | OLYMPUS | OEV-262H | 7418014 |  |  |  | 1 | B | 1 |  | OLYMPUS (M) SDN BHD | OLYMPUS (M) SDN BHD | STOR 120876 (FA) | JAPAN |  | OLYMPUS (M) SDN BHD |  |  | 0 | 0 | 0 | 0 |  |  |  |  | 2015-05-13 | KPJ Ipoh Specialist Hospital | 1 | [12 empty] | 2025-07-01 | 2026-07-01 | bar: JUL
678 | H07B100678 | - | BEMS | B | - | ACT | C | H07 | BEMS | FLUSHING SYSTEM | FLUSHING SYSTEM | BB | DIAGNOSTIC CENTRE | L01 | ISH/BE/01263 | 0 |  | 0 | HOSPITAL | 8800 | 0 | 0 | 0 | 0 | 0 | 0 | 0 | 0 | 0 | 0 | 2017-05-01 | 1900-01-01 | 9 | [8 empty] | DIAGNOSTIC CENTRE |  |  |  | 0 | 0 | [12 empty] | admin | 2024-12-12 14:25 |  | OLYMPUS | OFP-2 | 21424038 |  |  |  | 1 | B | 1 |  | OLYMPUS (M) SDN BHD | OLYMPUS (M) SDN BHD | STOR 120876 (FA) | JAPAN |  | OLYMPUS (M) SDN BHD |  |  | 0 | 0 | 0 | 0 |  |  |  |  | 2015-05-13 | KPJ Ipoh Specialist Hospital | 1 | [12 empty] | 2025-07-01 | 2026-07-01 | bar: JUL
679 | H07B100679 | - | BEMS | B | - | CDM | C | H07 | BEMS | DUODENOSCOPE | DUODENOSCOPE | BB | DIAGNOSTIC CENTRE | L01 | ISH/BE/01264 | 0 |  | 0 | HOSPITAL | 102000 | 0 | 0 | 0 | 0 | 0 | 0 | 0 | 0 | 0 | 0 | 2017-05-01 | 1900-01-01 | 9 | [8 empty] | DIAGNOSTIC CENTRE |  |  |  | 0 | 0 | [12 empty] | admin | 2024-12-12 14:25 |  | OLYMPUS | TJF-Q180V | 2506188 |  |  |  | 1 | B | 1 |  | OLYMPUS (M) SDN BHD | OLYMPUS (M) SDN BHD | STOR 120876 (FA) | JAPAN |  | OLYMPUS (M) SDN BHD |  |  | 0 | 0 | 0 | 0 |  |  |  |  | 2015-05-13 | KPJ Ipoh Specialist Hospital
680 | H07B100680 | 17424 | BEMS | B | - | ACT | C | H07 | BEMS | SCOPE BUDDY | SCOPE BUDDY | BB | DIAGNOSTIC CENTRE | L01 | ISH/BE/01276 | 0 |  | 0 | HOSPITAL | 7000 | 0 | 0 | 0 | 0 | 0 | 0 | 0 | 0 | 0 | 0 | 2015-06-01 | 1900-01-01 | 9 | [8 empty] | DIAGNOSTIC CENTRE |  |  |  | 0 | 0 | [12 empty] | admin | 2024-12-12 14:25 |  | MEDIVATORS | ECA-100G | SB761922-71 |  |  |  | 1 | B | 1 |  | GLOBAL HEALTHCARE LOGISTIC (M)SDN BHD | GLOBAL HEALTHCARE LOGISTIC (M)SDN BHD | STOR 123483(FA) | USA |  | MEDIVATOR SDN BHD |  |  | 0 | 0 | 0 | 0 |  |  |  |  | 2015-06-26 | KPJ Ipoh Specialist Hospital | 0
681 | H07B100681 | 17424 | BEMS | B | - | CDM | C | H07 | BEMS | SCOPE BUDDY | SCOPE BUDDY | BB | DIAGNOSTIC CENTRE | L01 | ISH/BE/01277 | 0 |  | 0 | HOSPITAL | 7000 | 0 | 0 | 0 | 0 | 0 | 0 | 0 | 0 | 0 | 0 | 2015-06-01 | 1900-01-01 | 9 | [8 empty] | DIAGNOSTIC CENTRE |  |  |  | 0 | 0 | [12 empty] | admin | 2024-12-12 14:25 |  | MEDIVATORS | ECA-100G | SB761922-70 |  |  |  | 1 | B | 1 |  | GLOBAL HEALTHCARE LOGISTIC (M)SDN BHD | GLOBAL HEALTHCARE LOGISTIC (M)SDN BHD | STOR 123483(FA) | USA |  | MEDIVATOR SDN BHD |  |  | 0 | 0 | 0 | 0 |  |  |  |  | 2015-06-26 | KPJ Ipoh Specialist Hospital
682 | H07B100682 | - | BEMS | B | - | ACT | C | H07 | BEMS | EVENT RECORDER | EVENT RECORDER | BB | DIAGNOSTIC CENTRE | L01 | ISH/BE/01396 | 0 |  | 0 | HOSPITAL | 35510 | 0 | 0 | 0 | 0 | 0 | 0 | 0 | 0 | 0 | 0 | 2017-05-01 | 1900-01-01 | 8 | [8 empty] | DIAGNOSTIC CENTRE |  |  |  | 0 | 0 | [12 empty] | admin | 2024-12-12 14:25 |  | BEAM | BEAM ECG LOOP | 1140031E/1340031W |  |  |  | 1 | B | 1 |  | ATALIS HEALTHCARE | ATALIS HEALTHCARE | STOR 131408(FA) | USA |  | BEMS ISH |  |  | 0 | 0 | 0 | 0 |  |  |  |  | 2016-05-05 | KPJ Ipoh Specialist Hospital | 1 | [12 empty] | 2025-02-01 | 2026-02-01 | bar: FEB
683 | H07B100683 | 12636 | BEMS | B | - | ACT | C | H07 | BEMS | PATIENT MONITORING SYSTEM | PATIENT MONITORING SYSTEM | BB | DIAGNOSTIC CENTRE | L01 | ISH/BE/01488 | 0 |  | 0 | HOSPITAL | 10000 | 0 | 0 | 0 | 0 | 0 | 0 | 0 | 0 | 0 | 0 | 2018-09-01 | 1900-01-01 | 8 | [8 empty] | DIAGNOSTIC CENTRE |  |  |  | 0 | 0 | [12 empty] | admin | 2024-12-12 14:25 |  | NIHON KOHDEN | SVM 7601 | 0000033 |  |  |  | 1 | B | 1 |  | STAR MEDICAL SYSTEM (M) SDN BHD | STAR MEDICAL SYSTEM (M) SDN BHD | STOR 135593 (FA) | JAPAN |  | STAR MEDICAL SYSTEM SDN BHD |  |  | 0 | 0 | 0 | 0 |  |  |  |  | 2016-09-29 | KPJ Ipoh Specialist Hospital | 2 | [12 empty] | 2025-11-01 | 2026-05-01 | bar: MAY; NOV
684 | H07B100684 | 12636 | BEMS | B | - | ACT | C | H07 | BEMS | PATIENT MONITORING SYSTEM | PATIENT MONITORING SYSTEM | BB | DIAGNOSTIC CENTRE | L01 | ISH/BE/01489 | 0 |  | 0 | HOSPITAL | 10000 | 0 | 0 | 0 | 0 | 0 | 0 | 0 | 0 | 0 | 0 | 2018-09-01 | 1900-01-01 | 8 | [8 empty] | DIAGNOSTIC CENTRE |  |  |  | 0 | 0 | [12 empty] | admin | 2024-12-12 14:25 |  | NIHON KOHDEN | SVM 7601 | 0000031 |  |  |  | 1 | B | 1 |  | STAR MEDICAL SYSTEM (M) SDN BHD | STAR MEDICAL SYSTEM (M) SDN BHD | STOR 135593 (FA) | JAPAN |  | STAR MEDICAL SYSTEM SDN BHD |  |  | 0 | 0 | 0 | 0 |  |  |  |  | 2016-09-29 | KPJ Ipoh Specialist Hospital | 2 | [12 empty] | 2025-11-01 | 2026-05-01 | bar: MAY; NOV
685 | H07B100685 | - | BEMS | B | - | ACT | C | H07 | BEMS | AUDITORY BRAINSTEM RESPONSE (ABR) | AUDITORY BRAINSTEM RESPONSE (ABR) | BB | DIAGNOSTIC CENTRE | L01 | ISH/BE/01584 | 0 |  | 0 | HOSPITAL | 133000 | 0 | 0 | 0 | 0 | 0 | 0 | 0 | 0 | 0 | 0 | 2021-01-01 | 1900-01-01 | 5 | [8 empty] | DIAGNOSTIC CENTRE |  |  |  | 0 | 0 | [12 empty] | admin | 2024-12-12 14:25 |  | INTERACOUSTICS | ECLIPSE EP15 | SN0972700 |  |  |  | 1 | B | 1 |  | OTICON MALAYSIA SDN BHD | OTICON MALAYSIA SDN BHD | STOR 166454 | USA |  | OTICON MALAYSIA SDN BHD |  |  | 0 | 0 | 0 | 0 |  |  |  |  | 2019-01-18 | KPJ Ipoh Specialist Hospital | 1 | [12 empty] | 2025-09-01 | 2026-09-01 | bar: SEP
686 | H07B100686 | - | BEMS | B | - | ACT | C | H07 | BEMS | PEDIATRIC AUDIOMETER | PEDIATRIC AUDIOMETER | BB | DIAGNOSTIC CENTRE | L01 | ISH/BE/01585 | 0 |  | 0 | HOSPITAL | 0 | 0 | 0 | 0 | 0 | 0 | 0 | 0 | 0 | 0 | 0 | 2021-01-01 | 1900-01-01 | 5 | [8 empty] | DIAGNOSTIC CENTRE |  |  |  | 0 | 0 | [12 empty] | admin | 2024-12-12 14:25 |  | INTERACOUSTICS | PA5 | SN0963306 |  |  |  | 1 | B | 1 |  | OTICON MALAYSIA SDN BHD | OTICON MALAYSIA SDN BHD | STOR 166454 | USA |  | OTICON MALAYSIA SDN BHD |  |  | 0 | 0 | 0 | 0 |  |  |  |  | 2019-01-18 | KPJ Ipoh Specialist Hospital | 1 | [12 empty] | 2025-09-01 | 2026-09-01 | bar: SEP
687 | H07B100687 | 12386 | BEMS | B | - | ACT | N | H07 | BEMS | AMBULATORY BLOOD PRESSURE MONITOR | AMBULATORY BLOOD PRESSURE MONITOR | BB | DIAGNOSTIC CENTRE | L01 | ISH/BE/01686 | 0 |  | 0 | HOSPITAL | 43000 | 0 | 0 | 0 | 0 | 0 | 0 | 0 | 0 | 0 | 0 | 2024-05-12 | 1900-01-01 | 2 | [8 empty] | DIAGNOSTIC CENTRE |  |  |  | 0 | 0 | [12 empty] | admin | 2024-12-12 14:25 |  | NORAV MEDICAL | NBP-24NG | CN1456, CN1457, CN1459 |  |  |  | 1 | B | 1 |  | SUN MEDICAL SYSTEMS SDN. BHD | SUN MEDICAL SYSTEMS SDN. BHD |  | GERMANY |  | SUN MEDICAL SYSTEM SDN. BHD |  |  | 0 | 0 | 0 | 0 |  |  |  |  | 2022-05-13 | KPJ Ipoh Specialist Hospital | 2 | [12 empty] | 2025-10-01 | 2026-04-01 | bar: APR; OCT
688 | H07B100688 | 17665 | BEMS | B | - | ACT | C | H07 | BEMS | COLONOSCOPE | COLONOSCOPE | BB | DIAGNOSTIC CENTRE | L01 | ISH/BE/01688 | 0 |  | 0 | HOSPITAL | 135815.68 | 0 | 0 | 0 | 0 | 0 | 0 | 0 | 0 | 0 | 0 |  | 1900-01-01 | 2 | [8 empty] | DIAGNOSTIC CENTRE |  |  |  | 0 | 0 | [12 empty] | admin | 2024-12-12 14:25 |  | OLYMPUS | CF-HQ190L | 2187759 |  |  |  | 1 | B | 1 |  | OLYMPUS (M) SDN BHD | OLYMPUS (M) SDN BHD | STOR 202318 | JAPAN |  | OLYMPUS (M) SDN BHD |  |  | 0 | 0 | 0 | 0 |  |  |  |  | 2022-07-20 | KPJ Ipoh Specialist Hospital | 1 | [12 empty] | 2025-07-01 | 2026-07-01 | bar: JUL
689 | H07B100689 | 12387 | BEMS | B | - | ACT | C | H07 | BEMS | COMPUTERISED HOLTER SYSTEM | COMPUTERISED HOLTER SYSTEM | BB | DIAGNOSTIC CENTRE | L01 | ISH/BE/01694 | 0 |  | 0 | HOSPITAL | 70000 | 0 | 0 | 0 | 0 | 0 | 0 | 0 | 0 | 0 | 0 | 2023-08-03 | 1900-01-01 | 2 | [8 empty] | DIAGNOSTIC CENTRE |  |  |  | 0 | 0 | [12 empty] | admin | 2024-12-12 14:25 |  | MONTARA | HSCRIBE VERSION 6 | 106151512147 |  |  |  | 1 | B | 1 |  | ANTAH SRI RADIN SDN BHD | ANTAH SRI RADIN SDN BHD | STOR 200655 | USA |  | ANTAH SRI RADIN SDN BHD |  |  | 0 | 0 | 0 | 0 |  |  |  |  | 2022-08-04 | KPJ Ipoh Specialist Hospital | 1 | [12 empty] | 2025-10-01 | 2026-10-01 | bar: OCT
690 | H07B100690 | 12387 | BEMS | B | - | ACT | C | H07 | BEMS | HOLTER RECORDER | HOLTER RECORDER | BB | DIAGNOSTIC CENTRE | L01 | ISH/BE/01718 | 0 |  | 0 | HOSPITAL | 0 | 0 | 0 | 0 | 0 | 0 | 0 | 0 | 0 | 0 | 0 | 2023-08-03 | 1900-01-01 | 2 | [8 empty] | DIAGNOSTIC CENTRE |  |  |  | 0 | 0 | [12 empty] | admin | 2024-12-12 14:25 |  | MONTARA | H3+ | 122220000974 |  |  |  | 1 | B | 1 |  | ANTAH SRI RADIN SDN BHD | ANTAH SRI RADIN SDN BHD | STOR 200655 | USA |  | ANTAH SRI RADIN SDN BHD |  |  | 0 | 0 | 0 | 0 |  |  |  |  | 2022-08-04 | KPJ Ipoh Specialist Hospital | 1 | [12 empty] | 2025-10-01 | 2026-10-01 | bar: OCT
691 | H07B100691 | 12387 | BEMS | B | - | ACT | C | H07 | BEMS | HOLTER RECORDER | HOLTER RECORDER | BB | DIAGNOSTIC CENTRE | L01 | ISH/BE/01719 | 0 |  | 0 | HOSPITAL | 0 | 0 | 0 | 0 | 0 | 0 | 0 | 0 | 0 | 0 | 0 | 2023-08-03 | 1900-01-01 | 2 | [8 empty] | DIAGNOSTIC CENTRE |  |  |  | 0 | 0 | [12 empty] | admin | 2024-12-12 14:25 |  | MONTARA | H3+ | 122050001265 |  |  |  | 1 | B | 1 |  | ANTAH SRI RADIN SDN BHD | ANTAH SRI RADIN SDN BHD | STOR 200655 | USA |  | ANTAH SRI RADIN SDN BHD |  |  | 0 | 0 | 0 | 0 |  |  |  |  | 2022-08-04 | KPJ Ipoh Specialist Hospital | 1 | [12 empty] | 2025-10-01 | 2026-10-01 | bar: OCT
692 | H07B100692 | 12387 | BEMS | B | - | ACT | C | H07 | BEMS | HOLTER RECORDER | HOLTER RECORDER | BB | DIAGNOSTIC CENTRE | L01 | ISH/BE/01720 | 0 |  | 0 | HOSPITAL | 0 | 0 | 0 | 0 | 0 | 0 | 0 | 0 | 0 | 0 | 0 | 2023-08-03 | 1900-01-01 | 2 | [8 empty] | DIAGNOSTIC CENTRE |  |  |  | 0 | 0 | [12 empty] | admin | 2024-12-12 14:25 |  | MONTARA | H3+ | 122170001866 |  |  |  | 1 | B | 1 |  | ANTAH SRI RADIN SDN BHD | ANTAH SRI RADIN SDN BHD | STOR 200655 | USA |  | ANTAH SRI RADIN SDN BHD |  |  | 0 | 0 | 0 | 0 |  |  |  |  | 2022-08-04 | KPJ Ipoh Specialist Hospital | 1 | [12 empty] | 2025-10-01 | 2026-10-01 | bar: OCT
693 | H07B100693 | - | BEMS | B | - | ACT | C | H07 | BEMS | DUODENOSCOPE | DUODENOSCOPE | BB | DIAGNOSTIC CENTRE | L01 | ISH/BE/01760 | 0 |  | 0 | HOSPITAL | 119029.6 | 0 | 0 | 0 | 0 | 0 | 0 | 0 | 0 | 0 | 0 | 2024-12-02 | 1900-01-01 | 1 | [8 empty] | DIAGNOSTIC CENTRE |  |  |  | 0 | 0 | [12 empty] | admin | 2024-12-12 14:25 |  | OLYMPUS | TJF-Q190V | 2230272 |  |  |  | 1 | B | 1 |  | OLYMPUS (M) SDN BHD | OLYMPUS (M) SDN BHD | STOR 207183 | JAPAN |  | OLYMPUS (M) SDN BHD |  |  | 0 | 0 | 0 | 0 |  |  |  |  | 2023-02-13 | KPJ Ipoh Specialist Hospital | 1 | [12 empty] | 2025-02-01 | 2026-02-01 | bar: FEB
694 | H07B100694 | 15073 | BEMS | B | - | ACT | C | H07 | BEMS | BRONCHOSCOPE | BRONCHOSCOPE | BB | DIAGNOSTIC CENTRE | L01 | ISH/BE/01761 | 0 |  | 0 | HOSPITAL | 84687.84 | 0 | 0 | 0 | 0 | 0 | 0 | 0 | 0 | 0 | 0 | 2024-12-02 | 1900-01-01 | 1 | [8 empty] | DIAGNOSTIC CENTRE |  |  |  | 0 | 0 | [12 empty] | admin | 2024-12-12 14:25 |  | OLYMPUS | BF-H190 | 2127871 |  |  |  | 1 | B | 1 |  | OLYMPUS (M) SDN BHD | OLYMPUS (M) SDN BHD | STOR 207183 | JAPAN |  | OLYMPUS (M) SDN BHD |  |  | 0 | 0 | 0 | 0 |  |  |  |  | 2023-02-13 | KPJ Ipoh Specialist Hospital | 1 | [12 empty] | 2025-02-01 | 2026-02-01 | bar: FEB
695 | H07B100695 | 18034 | BEMS | B | - | ACT | C | H07 | BEMS | VIDEO PROCESSOR | VIDEO PROCESSOR | BB | DIAGNOSTIC CENTRE | L01 | ISH/BE/01772 | 0 |  | 0 | HOSPITAL | 671152 | 0 | 0 | 0 | 0 | 0 | 0 | 0 | 0 | 0 | 0 |  | 1900-01-01 | 1 | [8 empty] | DIAGNOSTIC CENTRE |  |  |  | 0 | 0 | [12 empty] | admin | 2024-12-12 14:25 |  | OLYMPUS | CV-1500 (PAL) | 7247970 |  |  |  | 1 | B | 1 |  | OLYMPUS (M) SDN BHD | OLYMPUS (M) SDN BHD | STOR 208609 | JAPAN |  | OLYMPUS (M) SDN BHD |  |  | 0 | 0 | 0 | 0 |  |  |  |  | 2023-03-14 | KPJ Ipoh Specialist Hospital | 2 | [12 empty] | 2025-09-01 | 2026-03-01 | bar: MAR; SEP
696 | H07B100696 | 15967 | BEMS | B | - | ACT | C | H07 | BEMS | MONITOR LCD | MONITOR LCD | BB | DIAGNOSTIC CENTRE | L01 | ISH/BE/01773 | 0 |  | 0 | HOSPITAL | 0 | 0 | 0 | 0 | 0 | 0 | 0 | 0 | 0 | 0 | 0 |  | 1900-01-01 | 1 | [8 empty] | DIAGNOSTIC CENTRE |  |  |  | 0 | 0 | [12 empty] | admin | 2024-12-12 14:25 |  | OLYMPUS | OEV321UH | 7252471 |  |  |  | 1 | B | 1 |  | OLYMPUS (M) SDN BHD | OLYMPUS (M) SDN BHD | STOR 208609 | JAPAN |  | OLYMPUS (M) SDN BHD |  |  | 0 | 0 | 0 | 0 |  |  |  |  | 2023-03-14 | KPJ Ipoh Specialist Hospital | 2 | [12 empty] | 2025-09-01 | 2026-03-01 | bar: MAR; SEP
697 | H07B100697 | 15967 | BEMS | B | - | ACT | C | H07 | BEMS | MONITOR LCD | MONITOR LCD | BB | DIAGNOSTIC CENTRE | L01 | ISH/BE/01774 | 0 |  | 0 | HOSPITAL | 0 | 0 | 0 | 0 | 0 | 0 | 0 | 0 | 0 | 0 | 0 |  | 1900-01-01 | 1 | [8 empty] | DIAGNOSTIC CENTRE |  |  |  | 0 | 0 | [12 empty] | admin | 2024-12-12 14:25 |  | OLYMPUS | OEV321UH | 7251936 |  |  |  | 1 | B | 1 |  | OLYMPUS (M) SDN BHD | OLYMPUS (M) SDN BHD | STOR 208609 | JAPAN |  | OLYMPUS (M) SDN BHD |  |  | 0 | 0 | 0 | 0 |  |  |  |  | 2023-03-14 | KPJ Ipoh Specialist Hospital | 2 | [12 empty] | 2025-09-01 | 2026-03-01 | bar: MAR; SEP
698 | H07B100698 | - | BEMS | B | - | ACT | C | H07 | BEMS | WORKSTATION W/ MAJ-1641, MAJ-1640 | WORKSTATION W/ MAJ-1641, MAJ-1640 | BB | DIAGNOSTIC CENTRE | L01 | ISH/BE/01775 | 0 |  | 0 | HOSPITAL | 0 | 0 | 0 | 0 | 0 | 0 | 0 | 0 | 0 | 0 | 0 |  | 1900-01-01 | 1 | [8 empty] | DIAGNOSTIC CENTRE |  |  |  | 0 | 0 | [12 empty] | admin | 2024-12-12 14:25 |  | OLYMPUS | WM-NP2 | 22021127 |  |  |  | 1 | B | 1 |  | OLYMPUS (M) SDN BHD | OLYMPUS (M) SDN BHD | STOR 208609 | JAPAN |  | OLYMPUS (M) SDN BHD |  |  | 0 | 0 | 0 | 0 |  |  |  |  | 2023-03-14 | KPJ Ipoh Specialist Hospital | 2 | [12 empty] | 2025-09-01 | 2026-03-01 | bar: MAR; SEP
699 | H07B100699 | - | BEMS | B | - | ACT | C | H07 | BEMS | FLUSHING SYSTEM | FLUSHING SYSTEM | BB | DIAGNOSTIC CENTRE | L01 | ISH/BE/01776 | 0 |  | 0 | HOSPITAL | 0 | 0 | 0 | 0 | 0 | 0 | 0 | 0 | 0 | 0 | 0 |  | 1900-01-01 | 1 | [8 empty] | DIAGNOSTIC CENTRE |  |  |  | 0 | 0 | [12 empty] | admin | 2024-12-12 14:25 |  | OLYMPUS | OFP-2 | 22235001 |  |  |  | 1 | B | 1 |  | OLYMPUS (M) SDN BHD | OLYMPUS (M) SDN BHD | STOR 208609 | JAPAN |  | OLYMPUS (M) SDN BHD |  |  | 0 | 0 | 0 | 0 |  |  |  |  | 2023-03-14 | KPJ Ipoh Specialist Hospital | 2 | [12 empty] | 2025-09-01 | 2026-03-01 | bar: MAR; SEP
700 | H07B100700 | 16974 | BEMS | B | - | ACT | C | H07 | BEMS | VIDEO RECORDER W DVD OPTICAL | VIDEO RECORDER W DVD OPTICAL | BB | DIAGNOSTIC CENTRE | L01 | ISH/BE/01777 | 0 |  | 0 | HOSPITAL | 0 | 0 | 0 | 0 | 0 | 0 | 0 | 0 | 0 | 0 | 0 |  | 1900-01-01 | 1 | [8 empty] | DIAGNOSTIC CENTRE |  |  |  | 0 | 0 | [12 empty] | admin | 2024-12-12 14:25 |  | SONY | HVO-550MD | 122242 |  |  |  | 1 | B | 1 |  | OLYMPUS (M) SDN BHD | OLYMPUS (M) SDN BHD | STOR 208609 | JAPAN |  | OLYMPUS (M) SDN BHD |  |  | 0 | 0 | 0 | 0 |  |  |  |  | 2023-03-14 | KPJ Ipoh Specialist Hospital | 2 | [12 empty] | 2025-09-01 | 2026-03-01 | bar: MAR; SEP
701 | H07B100701 | - | BEMS | B | - | ACT | C | H07 | BEMS | VIDEO COLOR PRINTER | VIDEO COLOR PRINTER | BB | DIAGNOSTIC CENTRE | L01 | ISH/BE/01778 | 0 |  | 0 | HOSPITAL | 0 | 0 | 0 | 0 | 0 | 0 | 0 | 0 | 0 | 0 | 0 |  | 1900-01-01 | 1 | [8 empty] | DIAGNOSTIC CENTRE |  |  |  | 0 | 0 | [12 empty] | admin | 2024-12-12 14:25 |  | SONY | UP-25MD | 744149 |  |  |  | 1 | B | 1 |  | OLYMPUS (M) SDN BHD | OLYMPUS (M) SDN BHD | STOR 208609 | JAPAN |  | OLYMPUS (M) SDN BHD |  |  | 0 | 0 | 0 | 0 |  |  |  |  | 2023-03-14 | KPJ Ipoh Specialist Hospital | 2 | [12 empty] | 2025-09-01 | 2026-03-01 | bar: MAR; SEP
702 | H07B100702 | - | BEMS | B | - | ACT | C | H07 | BEMS | CO2 REGULATION UNIT | CO2 REGULATION UNIT | BB | DIAGNOSTIC CENTRE | L01 | ISH/BE/01779 | 0 |  | 0 | HOSPITAL | 0 | 0 | 0 | 0 | 0 | 0 | 0 | 0 | 0 | 0 | 0 |  | 1900-01-01 | 1 | [8 empty] | DIAGNOSTIC CENTRE |  |  |  | 0 | 0 | [12 empty] | admin | 2024-12-12 14:25 |  | OLYMPUS | UCR | 7261300 |  |  |  | 1 | B | 1 |  | OLYMPUS (M) SDN BHD | OLYMPUS (M) SDN BHD | STOR 208609 | JAPAN |  | OLYMPUS (M) SDN BHD |  |  | 0 | 0 | 0 | 0 |  |  |  |  | 2023-03-14 | KPJ Ipoh Specialist Hospital | 2 | [12 empty] | 2025-09-01 | 2026-03-01 | bar: MAR; SEP
703 | H07B100703 | - | BEMS | B | - | ACT | C | H07 | BEMS | ENDOSCOPE MAINTENANCE UNIT | ENDOSCOPE MAINTENANCE UNIT | BB | DIAGNOSTIC CENTRE | L01 | ISH/BE/01780 | 0 |  | 0 | HOSPITAL | 0 | 0 | 0 | 0 | 0 | 0 | 0 | 0 | 0 | 0 | 0 |  | 1900-01-01 | 1 | [8 empty] | DIAGNOSTIC CENTRE |  |  |  | 0 | 0 | [12 empty] | admin | 2024-12-12 14:25 |  | OLYMPUS | MU-1 | 7278223 |  |  |  | 1 | B | 1 |  | OLYMPUS (M) SDN BHD | OLYMPUS (M) SDN BHD | STOR 208609 | JAPAN |  | OLYMPUS (M) SDN BHD |  |  | 0 | 0 | 0 | 0 |  |  |  |  | 2023-03-14 | KPJ Ipoh Specialist Hospital | 2 | [12 empty] | 2025-09-01 | 2026-03-01 | bar: MAR; SEP
704 | H07B100704 | 17665 | BEMS | B | - | ACT | C | H07 | BEMS | COLONOSCOPE | COLONOSCOPE | BB | DIAGNOSTIC CENTRE | L01 | ISH/BE/01781 | 0 |  | 0 | HOSPITAL | 0 | 0 | 0 | 0 | 0 | 0 | 0 | 0 | 0 | 0 | 0 |  | 1900-01-01 | 1 | [8 empty] | DIAGNOSTIC CENTRE |  |  |  | 0 | 0 | [12 empty] | admin | 2024-12-12 14:25 |  | OLYMPUS | CF-HQ190L | 2291256 |  |  |  | 1 | B | 1 |  | OLYMPUS (M) SDN BHD | OLYMPUS (M) SDN BHD | STOR 208609 | JAPAN |  | OLYMPUS (M) SDN BHD |  |  | 0 | 0 | 0 | 0 |  |  |  |  | 2023-03-14 | KPJ Ipoh Specialist Hospital | 2 | [12 empty] | 2025-09-01 | 2026-03-01 | bar: MAR; SEP
705 | H07B100705 | 17663 | BEMS | B | - | ACT | C | H07 | BEMS | GASTROSCOPE | GASTROSCOPE | BB | DIAGNOSTIC CENTRE | L01 | ISH/BE/01782 | 0 |  | 0 | HOSPITAL | 0 | 0 | 0 | 0 | 0 | 0 | 0 | 0 | 0 | 0 | 0 |  | 1900-01-01 | 1 | [8 empty] | DIAGNOSTIC CENTRE |  |  |  | 0 | 0 | [12 empty] | admin | 2024-12-12 14:25 |  | OLYMPUS | GIF-HQ190 | 2372774 |  |  |  | 1 | B | 1 |  | OLYMPUS (M) SDN BHD | OLYMPUS (M) SDN BHD | STOR 208609 | JAPAN |  | OLYMPUS (M) SDN BHD |  |  | 0 | 0 | 0 | 0 |  |  |  |  | 2023-03-14 | KPJ Ipoh Specialist Hospital | 2 | [12 empty] | 2025-09-01 | 2026-03-01 | bar: MAR; SEP
706 | H07B100706 | 17663 | BEMS | B | - | ACT | C | H07 | BEMS | GASTROSCOPE | GASTROSCOPE | BB | DIAGNOSTIC CENTRE | L01 | ISH/BE/01783 | 0 |  | 0 | HOSPITAL | 0 | 0 | 0 | 0 | 0 | 0 | 0 | 0 | 0 | 0 | 0 |  | 1900-01-01 | 1 | [8 empty] | DIAGNOSTIC CENTRE |  |  |  | 0 | 0 | [12 empty] | admin | 2024-12-12 14:25 |  | OLYMPUS | GIF-HQ190 | 2372768 |  |  |  | 1 | B | 1 |  | OLYMPUS (M) SDN BHD | OLYMPUS (M) SDN BHD | STOR 208609 | JAPAN |  | OLYMPUS (M) SDN BHD |  |  | 0 | 0 | 0 | 0 |  |  |  |  | 2023-03-14 | KPJ Ipoh Specialist Hospital | 2 | [12 empty] | 2025-09-01 | 2026-03-01 | bar: MAR; SEP
707 | H07B100707 | 11441 | BEMS | B | - | ACT | C | H07 | BEMS | ELECTROMAYOGRAPH | ELECTROMAYOGRAPH | BB | DIAGNOSTIC CENTRE | L01 | ISH/BE/01797 | 0 |  | 0 | HOSPITAL | 125000 | 0 | 0 | 0 | 0 | 0 | 0 | 0 | 0 | 0 | 0 |  | 1900-01-01 | 1 | [8 empty] | DIAGNOSTIC CENTRE |  |  |  | 0 | 0 | [12 empty] | admin | 2024-12-12 14:25 |  | NIHON KOHDEN | MEB-2300K | 10123120443 |  |  |  | 1 | B | 1 |  | LIFETRONIC MEDICAL SYSTEM SDN BHD | LIFETRONIC MEDICAL SYSTEM SDN BHD | STOR 207576 | JAPAN |  | LIFETRONIC MEDICAL SYSTEM SDN BHD |  |  | 0 | 0 | 0 | 0 |  |  |  |  | 2023-12-04 | KPJ Ipoh Specialist Hospital | 2 | [12 empty] | 2025-10-01 | 2026-04-01 | bar: APR; OCT
708 | H07B100708 | 11467 | BEMS | B | - | ACT | C | H07 | BEMS | ELECTROENCEPHALOGRAPH | ELECTROENCEPHALOGRAPH | BB | DIAGNOSTIC CENTRE | L01 | ISH/BE/01903 | 0 |  | 0 | HOSPITAL | 119500 | 0 | 0 | 0 | 0 | 0 | 0 | 0 | 0 | 0 | 0 | 2025-07-08 | 1900-01-01 | 1 | [8 empty] | DIAGNOSTIC CENTRE |  |  |  | 0 | 0 | [12 empty] | admin | 2024-12-12 14:25 |  | NATUS NEUROWORKS | EEG32U | 10399N3459 |  |  |  | 1 | B | 1 |  | DAN MEDIK SDN BHD | DAN MEDIK SDN BHD | STOR 214876 | JAPAN |  | DAN MEDIK SDN BHD |  |  | 0 | 0 | 0 | 0 |  |  |  |  | 2023-08-08 | KPJ Ipoh Specialist Hospital | 2 | [12 empty] | 2025-08-01 | 2026-02-01 | bar: FEB; AUG
709 | H07B100709 | - | BEMS | B | - | ACT | C | H07 | BEMS | REPORTING SYSTEM | REPORTING SYSTEM | BB | DIAGNOSTIC CENTRE | L01 | ISH/BE/01953 | 0 |  | 0 | HOSPITAL | 217000 | 0 | 0 | 0 | 0 | 0 | 0 | 0 | 0 | 0 | 0 | 2025-05-11 | 1900-01-01 | 1 | [8 empty] | DIAGNOSTIC CENTRE |  |  |  | 0 | 0 | [12 empty] | admin | 2024-12-12 14:25 |  | WELLMEDIC MIDS | MIDS | H-4CE233CW9C-M.CS |  |  |  | 1 | B | 1 |  | WELLMEDIC HEALTHCARE SDN BHD | WELLMEDIC HEALTHCARE SDN BHD | STOR 218514 |  |  | WELLMEDIC HEALTHCARE SDN BHD |  |  | 0 | 0 | 0 | 0 |  |  |  |  | 2023-06-11 | KPJ Ipoh Specialist Hospital | 2 | [12 empty] | 2025-11-01 | 2026-05-01 | bar: MAY; NOV
710 | H07B100710 | - | BEMS | B | - | ACT | C | H07 | BEMS | REPORTING SYSTEM | REPORTING SYSTEM | BB | DIAGNOSTIC CENTRE | L01 | ISH/BE/01954 | 0 |  | 0 | HOSPITAL | 0 | 0 | 0 | 0 | 0 | 0 | 0 | 0 | 0 | 0 | 0 | 2025-05-11 | 1900-01-01 | 1 | [8 empty] | DIAGNOSTIC CENTRE |  |  |  | 0 | 0 | [12 empty] | admin | 2024-12-12 14:25 |  | WELLMEDIC MIDS | MIDS | H-4CE233CWRN-M |  |  |  | 1 | B | 1 |  | WELLMEDIC HEALTHCARE SDN BHD | WELLMEDIC HEALTHCARE SDN BHD | STOR 218514 |  |  | WELLMEDIC HEALTHCARE SDN BHD |  |  | 0 | 0 | 0 | 0 |  |  |  |  | 2023-06-11 | KPJ Ipoh Specialist Hospital | 2 | [12 empty] | 2025-11-01 | 2026-05-01 | bar: MAY; NOV
711 | H07B100711 | 17665 | BEMS | B | - | ACT | C | H07 | BEMS | COLONOSCOPE | COLONOSCOPE | BB | DIAGNOSTIC CENTRE | L01 | ISH/BE/01973 | 0 |  | 0 | HOSPITAL | 144303.84 | 0 | 0 | 0 | 0 | 0 | 0 | 0 | 0 | 0 | 0 | 2024-02-28 | 1900-01-01 | 0 | [8 empty] | DIAGNOSTIC CENTRE |  |  |  | 0 | 0 | [12 empty] | admin | 2024-12-12 14:25 |  | OLYMPUS | PCF-H190DL | 2247784 |  |  |  | 1 | B | 1 |  | OLYMPUS (M) SDN BHD | OLYMPUS (M) SDN BHD | STOR 221092 | JAPAN |  | OLYMPUS (M) SDN BHD |  |  | 0 | 0 | 0 | 0 |  |  |  |  | 2024-02-29 | KPJ Ipoh Specialist Hospital | 1 | [12 empty] | 2025-02-01 | 2026-02-01 | bar: FEB
712 | H07B100712 | 17665 | BEMS | B | - | ACT | C | H07 | BEMS | COLONOSCOPE | COLONOSCOPE | BB | DIAGNOSTIC CENTRE | L01 | ISH/BE/01974 | 0 |  | 0 | HOSPITAL | 144304.16 | 0 | 0 | 0 | 0 | 0 | 0 | 0 | 0 | 0 | 0 | 2024-02-28 | 1900-01-01 | 0 | [8 empty] | DIAGNOSTIC CENTRE |  |  |  | 0 | 0 | [12 empty] | admin | 2024-12-12 14:25 |  | OLYMPUS | CF-HQ190L | 2395093 |  |  |  | 1 | B | 1 |  | OLYMPUS (M) SDN BHD | OLYMPUS (M) SDN BHD | STOR 221092 | JAPAN |  | OLYMPUS (M) SDN BHD |  |  | 0 | 0 | 0 | 0 |  |  |  |  | 2024-02-29 | KPJ Ipoh Specialist Hospital | 1 | [12 empty] | 2025-02-01 | 2026-02-01 | bar: FEB
713 | H07B100713 | 11407 | BEMS | B | - | ACT | C | H07 | BEMS | ELECTROCARDIOGRAPH | ELECTROCARDIOGRAPH | BB | DIAGNOSTIC CENTRE | L01 | ISH/BE/01967 | 0 |  | 0 | HOSPITAL | 22000 | 0 | 0 | 0 | 0 | 0 | 0 | 0 | 0 | 0 | 0 | 2024-02-29 | 1900-01-01 | 0 | [8 empty] | DIAGNOSTIC CENTRE |  |  |  | 0 | 0 | [12 empty] | admin | 2024-12-12 14:25 |  | NORAV MEDICAL | NECG-12 | M17510780008 |  |  |  | 1 | B | 1 |  | SUN MEDICAL SYSTEMS SDN. BHD | SUN MEDICAL SYSTEMS SDN. BHD | STOR 220952 | GERMANY |  | SUN MEDICAL SYSTEM SDN. BHD |  |  | 0 | 0 | 0 | 0 |  |  |  |  | 2024-02-29 | KPJ Ipoh Specialist Hospital | 2 | [12 empty] | 2025-08-01 | 2026-02-01 | bar: FEB; AUG
714 | H07B100714 | 13680 | BEMS | B | - | ACT | C | H07 | BEMS | SPIROMETRY | SPIROMETRY | BB | DIAGNOSTIC CENTRE | L01 | ISH/BE/01972 | 0 |  | 0 | HOSPITAL | 22000 | 0 | 0 | 0 | 0 | 0 | 0 | 0 | 0 | 0 | 0 | 2027-02-28 | 1900-01-01 | 0 | [8 empty] | DIAGNOSTIC CENTRE |  |  |  | 0 | 0 | [12 empty] | admin | 2024-12-12 14:25 |  | NORAV MEDICAL | NSPIRO | 201000053 |  |  |  | 1 | B | 1 |  | SUN MEDICAL SYSTEMS SDN. BHD | SUN MEDICAL SYSTEMS SDN. BHD | STOR 221056 | GERMANY |  | SUN MEDICAL SYSTEM SDN. BHD |  |  | 0 | 0 | 0 | 0 |  |  |  |  | 2024-02-29 | KPJ Ipoh Specialist Hospital | 2 | [12 empty] | 2025-10-01 | 2026-04-01 | bar: APR; OCT
715 | H07B100715 | 12636 | BEMS | B | - | ACT | C | H07 | BEMS | VITAL SIGN MONITOR | VITAL SIGN MONITOR | BB | DIAGNOSTIC CENTRE | L01 | ISH/BE/01979 | 0 |  | 0 | HOSPITAL | 6000 | 0 | 0 | 0 | 0 | 0 | 0 | 0 | 0 | 0 | 0 | 2026-03-28 | 1900-01-01 | 0 | [8 empty] | DIAGNOSTIC CENTRE |  |  |  | 0 | 0 | [12 empty] | admin | 2024-12-12 14:25 |  | NIHON KOHDEN | SVM-7260 | 01586 |  |  |  | 1 | B | 1 |  | STAR MEDICAL SYSTEMS (M) SDN BHD | STAR MEDICAL SYSTEMS (M) SDN BHD | STOR 220936 (FA) | JAPAN |  | STAR MEDICAL SYSTEMS (M) SDN BHD |  |  | 0 | 0 | 0 | 0 |  |  |  |  | 2024-03-29 | KPJ Ipoh Specialist Hospital | 2 | [12 empty] | 2025-10-01 | 2026-04-01 | bar: APR; OCT
716 | H07B100716 | 12636 | BEMS | B | - | ACT | C | H07 | BEMS | VITAL SIGN MONITOR | VITAL SIGN MONITOR | BB | DIAGNOSTIC CENTRE | L01 | ISH/BE/01980 | 0 |  | 0 | HOSPITAL | 6000 | 0 | 0 | 0 | 0 | 0 | 0 | 0 | 0 | 0 | 0 | 2026-03-28 | 1900-01-01 | 0 | [8 empty] | DIAGNOSTIC CENTRE |  |  |  | 0 | 0 | [12 empty] | admin | 2024-12-12 14:25 |  | NIHON KOHDEN | SVM-7260 | 01587 |  |  |  | 1 | B | 1 |  | STAR MEDICAL SYSTEMS (M) SDN BHD | STAR MEDICAL SYSTEMS (M) SDN BHD | STOR 220936 (FA) | JAPAN |  | STAR MEDICAL SYSTEMS (M) SDN BHD |  |  | 0 | 0 | 0 | 0 |  |  |  |  | 2024-03-29 | KPJ Ipoh Specialist Hospital | 2 | [12 empty] | 2025-10-01 | 2026-04-01 | bar: APR; OCT
717 | H07B100717 | 12636 | BEMS | B | - | ACT | C | H07 | BEMS | VITAL SIGN MONITOR | VITAL SIGN MONITOR | BB | DIAGNOSTIC CENTRE | L01 | ISH/BE/01981 | 0 |  | 0 | HOSPITAL | 6000 | 0 | 0 | 0 | 0 | 0 | 0 | 0 | 0 | 0 | 0 | 2026-03-28 | 1900-01-01 | 0 | [8 empty] | DIAGNOSTIC CENTRE |  |  |  | 0 | 0 | [12 empty] | admin | 2024-12-12 14:25 |  | NIHON KOHDEN | SVM-7260 | 01585 |  |  |  | 1 | B | 1 |  | STAR MEDICAL SYSTEMS (M) SDN BHD | STAR MEDICAL SYSTEMS (M) SDN BHD | STOR 220936 (FA) | JAPAN |  | STAR MEDICAL SYSTEMS (M) SDN BHD |  |  | 0 | 0 | 0 | 0 |  |  |  |  | 2024-03-29 | KPJ Ipoh Specialist Hospital | 2 | [12 empty] | 2025-10-01 | 2026-04-01 | bar: APR; OCT
718 | H07B100718 | 12636 | BEMS | B | - | ACT | C | H07 | BEMS | VITAL SIGN MONITOR | VITAL SIGN MONITOR | BB | DIAGNOSTIC CENTRE | L01 | ISH/BE/01982 | 0 |  | 0 | HOSPITAL | 6000 | 0 | 0 | 0 | 0 | 0 | 0 | 0 | 0 | 0 | 0 | 2026-03-28 | 1900-01-01 | 0 | [8 empty] | DIAGNOSTIC CENTRE |  |  |  | 0 | 0 | [12 empty] | admin | 2024-12-12 14:25 |  | NIHON KOHDEN | SVM-7260 | 01490 |  |  |  | 1 | B | 1 |  | STAR MEDICAL SYSTEMS (M) SDN BHD | STAR MEDICAL SYSTEMS (M) SDN BHD | STOR 220936 (FA) | JAPAN |  | STAR MEDICAL SYSTEMS (M) SDN BHD |  |  | 0 | 0 | 0 | 0 |  |  |  |  | 2024-03-29 | KPJ Ipoh Specialist Hospital | 2 | [12 empty] | 2025-10-01 | 2026-04-01 | bar: APR; OCT
719 | H07B100719 | 12636 | BEMS | B | - | ACT | C | H07 | BEMS | VITAL SIGN MONITOR | VITAL SIGN MONITOR | BB | DIAGNOSTIC CENTRE | L01 | ISH/BE/01983 | 0 |  | 0 | HOSPITAL | 6000 | 0 | 0 | 0 | 0 | 0 | 0 | 0 | 0 | 0 | 0 | 2026-03-28 | 1900-01-01 | 0 | [8 empty] | DIAGNOSTIC CENTRE |  |  |  | 0 | 0 | [12 empty] | admin | 2024-12-12 14:25 |  | NIHON KOHDEN | SVM-7260 | 01584 |  |  |  | 1 | B | 1 |  | STAR MEDICAL SYSTEMS (M) SDN BHD | STAR MEDICAL SYSTEMS (M) SDN BHD | STOR 220936 (FA) | JAPAN |  | STAR MEDICAL SYSTEMS (M) SDN BHD |  |  | 0 | 0 | 0 | 0 |  |  |  |  | 2024-03-29 | KPJ Ipoh Specialist Hospital | 2 | [12 empty] | 2025-10-01 | 2026-04-01 | bar: APR; OCT
720 | H07B100720 | 12636 | BEMS | B | - | ACT | C | H07 | BEMS | VITAL SIGN MONITOR | VITAL SIGN MONITOR | BB | DIAGNOSTIC CENTRE | L01 | ISH/BE/01984 | 0 |  | 0 | HOSPITAL | 6000 | 0 | 0 | 0 | 0 | 0 | 0 | 0 | 0 | 0 | 0 | 2026-03-28 | 1900-01-01 | 0 | [8 empty] | DIAGNOSTIC CENTRE |  |  |  | 0 | 0 | [12 empty] | admin | 2024-12-12 14:25 |  | NIHON KOHDEN | SVM-7260 | 01583 |  |  |  | 1 | B | 1 |  | STAR MEDICAL SYSTEMS (M) SDN BHD | STAR MEDICAL SYSTEMS (M) SDN BHD | STOR 220936 (FA) | JAPAN |  | STAR MEDICAL SYSTEMS (M) SDN BHD |  |  | 0 | 0 | 0 | 0 |  |  |  |  | 2024-03-29 | KPJ Ipoh Specialist Hospital | 2 | [12 empty] | 2025-10-01 | 2026-04-01 | bar: APR; OCT
721 | H07B100721 | 13461 | BEMS | B | - | ACT | N | H07 | BEMS | WEIGHING SCALES | WEIGHING SCALES | BB | DIAGNOSTIC CENTRE | L01 | ISH/BE/01985 | 0 |  | 0 | HOSPITAL | 3600 | 0 | 0 | 0 | 0 | 0 | 0 | 0 | 0 | 0 | 0 | 2029-03-28 | 1900-01-01 | 0 | [8 empty] | DIAGNOSTIC CENTRE |  |  |  | 0 | 0 | [12 empty] | admin | 2024-12-12 14:25 |  | MARSDEN | M-125 | MA12320166 |  |  |  | 1 | B | 1 |  | SUP100026 | PRINCIP ENGINEERING | STOR 224196 (FA) | UK |  | PRINCIP ENGINEERING |  |  | 0 | 0 | 0 | 0 |  |  |  |  | 2024-03-29 | KPJ Ipoh Specialist Hospital | 1 | [12 empty] | 2025-03-01 | 2026-03-01 | bar: MAR
722 | H07B100722 | - | BEMS | B | - | ACT | C | H07 | BEMS | ENDOSCOPE MAINTENANCE UNIT | ENDOSCOPE MAINTENANCE UNIT | BB | DIAGNOSTIC CENTRE | L01 | ISH/BE/02011 | 0 |  | 0 | HOSPITAL | 3689.8 | 0 | 0 | 0 | 0 | 0 | 0 | 0 | 0 | 0 | 0 | 2025-05-16 | 1900-01-01 | 0 | [8 empty] | DIAGNOSTIC CENTRE |  |  |  | 0 | 0 | [12 empty] | admin | 2024-12-12 14:25 |  | OLYMPUS | MU-1 | 7381589 |  |  |  | 1 | B | 1 |  | OLYMPUS (M) SDN BHD | OLYMPUS (M) SDN BHD | STOR 215537 (FA) | JAPAN |  | OLYMPUS (M) SDN BHD |  |  | 0 | 0 | 0 | 0 |  |  |  |  | 2024-05-17 | KPJ Ipoh Specialist Hospital | 1 | [12 empty] | 2025-05-01 | 2026-05-01 | bar: MAY
723 | H07B100723 | 17663 | BEMS | B | - | ACT | C | H07 | BEMS | GASTROSCOPE | GASTROSCOPE | BB | DIAGNOSTIC CENTRE | L01 | ISH/BE/02039 | 0 |  | 0 | HOSPITAL | 114068.3 | 0 | 0 | 0 | 0 | 0 | 0 | 0 | 0 | 0 | 0 | 2026-08-14 | 1900-01-01 | 0 | [8 empty] | DIAGNOSTIC CENTRE |  |  |  | 0 | 0 | [12 empty] | admin | 2024-12-12 14:25 |  | OLYMPUS | GIF-HQ190 | 2475808 |  |  |  | 1 | B | 1 |  | OLYMPUS (M) SDN BHD | OLYMPUS (M) SDN BHD | STOR 227515 (FA) | JAPAN |  | OLYMPUS (M) SDN BHD |  |  | 0 | 0 | 0 | 0 |  |  |  |  | 2024-08-15 | KPJ Ipoh Specialist Hospital | 1 | [12 empty] | 2025-08-01 | 2026-08-01 | bar: AUG
724 | H07B100724 | 13461 | BEMS | B | - | ACT | N | H07 | BEMS | WEIGHING SCALES | WEIGHING SCALES | BB | DIAGNOSTIC CENTRE | L01 | ISH/BE/02040 | 0 |  | 0 | HOSPITAL | 3600 | 0 | 0 | 0 | 0 | 0 | 0 | 0 | 0 | 0 | 0 | 2029-09-04 | 1900-01-01 | 0 | [8 empty] | DIAGNOSTIC CENTRE |  |  |  | 0 | 0 | [12 empty] | admin | 2024-12-12 14:25 |  | MARSDEN | M-125 | 22304469 |  |  |  | 1 | B | 1 |  | SUP100026 | PRINCIP ENGINEERING | STOR 230134 | UK |  | PRINCIP ENGINEERING |  |  | 0 | 0 | 0 | 0 |  |  |  |  | 2024-09-05 | KPJ Ipoh Specialist Hospital | 1 | [12 empty] | 2025-09-01 | 2026-09-01 | bar: SEP
725 | H07B100725 | - | BEMS | B | - | ACT | C | H07 | BEMS | NEURO EQULIBRIUM PRINTER | NEURO EQULIBRIUM PRINTER | BB | DIAGNOSTIC CENTRE | L01 | ISH/BE/02049 | 0 |  | 0 | HOSPITAL | 248000 | 0 | 0 | 0 | 0 | 0 | 0 | 0 | 0 | 0 | 0 | 2026-09-04 | 1900-01-01 | 0 | [8 empty] | DIAGNOSTIC CENTRE |  |  |  | 0 | 0 | [12 empty] | admin | 2024-12-12 14:25 |  | HP | HP | CN45GDZNKP |  |  |  | 1 | B | 1 |  | WEANSA SOLUTION SDN BHD | WEANSA SOLUTION SDN BHD | STOR 228952 | INDIA |  | WEANSA SOLUTION SDN BHD |  |  | 0 | 0 | 0 | 0 |  |  |  |  | 2024-09-05 | KPJ Ipoh Specialist Hospital | 1 | [12 empty] | 2025-09-01 | 2026-09-01 | bar: SEP
726 | H07B100726 | - | BEMS | B | - | ACT | C | H07 | BEMS | NEURO EQULIBRIUM VNG | NEURO EQULIBRIUM VNG | BB | DIAGNOSTIC CENTRE | L01 | ISH/BE/02050 | 0 |  | 0 | HOSPITAL | 0 | 0 | 0 | 0 | 0 | 0 | 0 | 0 | 0 | 0 | 0 | 2026-09-04 | 1900-01-01 | 0 | [8 empty] | DIAGNOSTIC CENTRE |  |  |  | 0 | 0 | [12 empty] | admin | 2024-12-12 14:25 |  | NEURO EQULIBRIUM | VNG/NE-P14 | VNG2425 |  |  |  | 1 | B | 1 |  | WEANSA SOLUTION SDN BHD | WEANSA SOLUTION SDN BHD | STOR 228952 | INDIA |  | WEANSA SOLUTION SDN BHD |  |  | 0 | 0 | 0 | 0 |  |  |  |  | 2024-09-05 | KPJ Ipoh Specialist Hospital | 1 | [12 empty] | 2025-09-01 | 2026-09-01 | bar: SEP
727 | H07B100727 | - | BEMS | B | - | ACT | C | H07 | BEMS | NEURO EQULIBRIUM VHIT | NEURO EQULIBRIUM VHIT | BB | DIAGNOSTIC CENTRE | L01 | ISH/BE/02051 | 0 |  | 0 | HOSPITAL | 0 | 0 | 0 | 0 | 0 | 0 | 0 | 0 | 0 | 0 | 0 | 2026-09-04 | 1900-01-01 | 0 | [8 empty] | DIAGNOSTIC CENTRE |  |  |  | 0 | 0 | [12 empty] | admin | 2024-12-12 14:25 |  | NEURO EQULIBRIUM | VHIT 101/NE-P14 | VHIT2414 |  |  |  | 1 | B | 1 |  | WEANSA SOLUTION SDN BHD | WEANSA SOLUTION SDN BHD | STOR 228952 | INDIA |  | WEANSA SOLUTION SDN BHD |  |  | 0 | 0 | 0 | 0 |  |  |  |  | 2024-09-05 | KPJ Ipoh Specialist Hospital | 1 | [12 empty] | 2025-09-01 | 2026-09-01 | bar: SEP
728 | H07B100728 | - | BEMS | B | - | ACT | C | H07 | BEMS | NEURO EQULIBRIUM SVV | NEURO EQULIBRIUM SVV | BB | DIAGNOSTIC CENTRE | L01 | ISH/BE/02052 | 0 |  | 0 | HOSPITAL | 0 | 0 | 0 | 0 | 0 | 0 | 0 | 0 | 0 | 0 | 0 | 2026-09-04 | 1900-01-01 | 0 | [8 empty] | DIAGNOSTIC CENTRE |  |  |  | 0 | 0 | [12 empty] | admin | 2024-12-12 14:25 |  | NEURO EQULIBRIUM | SVV 201/NE-P14 | SVV2333 |  |  |  | 1 | B | 1 |  | WEANSA SOLUTION SDN BHD | WEANSA SOLUTION SDN BHD | STOR 228952 | INDIA |  | WEANSA SOLUTION SDN BHD |  |  | 0 | 0 | 0 | 0 |  |  |  |  | 2024-09-05 | KPJ Ipoh Specialist Hospital | 1 | [12 empty] | 2025-09-01 | 2026-09-01 | bar: SEP
729 | H07B100729 | - | BEMS | B | - | ACT | C | H07 | BEMS | NEURO EQULIBRIUM DVA | NEURO EQULIBRIUM DVA | BB | DIAGNOSTIC CENTRE | L01 | ISH/BE/02053 | 0 |  | 0 | HOSPITAL | 0 | 0 | 0 | 0 | 0 | 0 | 0 | 0 | 0 | 0 | 0 | 2026-09-04 | 1900-01-01 | 0 | [8 empty] | DIAGNOSTIC CENTRE |  |  |  | 0 | 0 | [12 empty] | admin | 2024-12-12 14:25 |  | NEURO EQULIBRIUM | DVA 101/NE-P14 | DVA2425 |  |  |  | 1 | B | 1 |  | WEANSA SOLUTION SDN BHD | WEANSA SOLUTION SDN BHD | STOR 228952 | INDIA |  | WEANSA SOLUTION SDN BHD |  |  | 0 | 0 | 0 | 0 |  |  |  |  | 2024-09-05 | KPJ Ipoh Specialist Hospital | 1 | [12 empty] | 2025-09-01 | 2026-09-01 | bar: SEP
730 | H07B100730 | - | BEMS | B | - | ACT | C | H07 | BEMS | NEURO EQULIBRIUM CCG | NEURO EQULIBRIUM CCG | BB | DIAGNOSTIC CENTRE | L01 | ISH/BE/02054 | 0 |  | 0 | HOSPITAL | 0 | 0 | 0 | 0 | 0 | 0 | 0 | 0 | 0 | 0 | 0 | 2026-09-04 | 1900-01-01 | 0 | [8 empty] | DIAGNOSTIC CENTRE |  |  |  | 0 | 0 | [12 empty] | admin | 2024-12-12 14:25 |  | NEURO EQULIBRIUM | CCG 101/NE-P14 | CCGB2402 |  |  |  | 1 | B | 1 |  | WEANSA SOLUTION SDN BHD | WEANSA SOLUTION SDN BHD | STOR 228952 | INDIA |  | WEANSA SOLUTION SDN BHD |  |  | 0 | 0 | 0 | 0 |  |  |  |  | 2024-09-05 | KPJ Ipoh Specialist Hospital | 1 | [12 empty] | 2025-09-01 | 2026-09-01 | bar: SEP
731 | H07B100731 | - | BEMS | B | - | ACT | C | H07 | BEMS | NEURO EQULIBRIUM CCG | NEURO EQULIBRIUM CCG | BB | DIAGNOSTIC CENTRE | L01 | ISH/BE/02055 | 0 |  | 0 | HOSPITAL | 0 | 0 | 0 | 0 | 0 | 0 | 0 | 0 | 0 | 0 | 0 | 2026-09-04 | 1900-01-01 | 0 | [8 empty] | DIAGNOSTIC CENTRE |  |  |  | 0 | 0 | [12 empty] | admin | 2024-12-12 14:25 |  | NEURO EQULIBRIUM | CCG 101/NE-P14 | CCGR2402 |  |  |  | 1 | B | 1 |  | WEANSA SOLUTION SDN BHD | WEANSA SOLUTION SDN BHD | STOR 228952 | INDIA |  | WEANSA SOLUTION SDN BHD |  |  | 0 | 0 | 0 | 0 |  |  |  |  | 2024-09-05 | KPJ Ipoh Specialist Hospital | 1 | [12 empty] | 2025-09-01 | 2026-09-01 | bar: SEP
732 | H07B100732 | - | BEMS | B | - | ACT | C | H07 | BEMS | NEURO EQULIBRIUM CCG | NEURO EQULIBRIUM CCG | BB | DIAGNOSTIC CENTRE | L01 | ISH/BE/02056 | 0 |  | 0 | HOSPITAL | 0 | 0 | 0 | 0 | 0 | 0 | 0 | 0 | 0 | 0 | 0 | 2026-09-04 | 1900-01-01 | 0 | [8 empty] | DIAGNOSTIC CENTRE |  |  |  | 0 | 0 | [12 empty] | admin | 2024-12-12 14:25 |  | NEURO EQULIBRIUM | CCG 101/NE-P14 | CCGC2405 |  |  |  | 1 | B | 1 |  | WEANSA SOLUTION SDN BHD | WEANSA SOLUTION SDN BHD | STOR 228952 | INDIA |  | WEANSA SOLUTION SDN BHD |  |  | 0 | 0 | 0 | 0 |  |  |  |  | 2024-09-05 | KPJ Ipoh Specialist Hospital | 1 | [12 empty] | 2025-09-01 | 2026-09-01 | bar: SEP
733 | H07B100733 | - | BEMS | B | - | ACT | C | H07 | BEMS | NEURO EQULIBRIUM PTG | NEURO EQULIBRIUM PTG | BB | DIAGNOSTIC CENTRE | L01 | ISH/BE/02057 | 0 |  | 0 | HOSPITAL | 0 | 0 | 0 | 0 | 0 | 0 | 0 | 0 | 0 | 0 | 0 | 2026-09-04 | 1900-01-01 | 0 | [8 empty] | DIAGNOSTIC CENTRE |  |  |  | 0 | 0 | [12 empty] | admin | 2024-12-12 14:25 |  | NEURO EQULIBRIUM | PTG 101/NE-P14 | PTG2411 |  |  |  | 1 | B | 1 |  | WEANSA SOLUTION SDN BHD | WEANSA SOLUTION SDN BHD | STOR 228952 | INDIA |  | WEANSA SOLUTION SDN BHD |  |  | 0 | 0 | 0 | 0 |  |  |  |  | 2024-09-05 | KPJ Ipoh Specialist Hospital | 1 | [12 empty] | 2025-09-01 | 2026-09-01 | bar: SEP
734 | H07B100734 | - | BEMS | B | - | ACT | C | H07 | BEMS | NEURO EQULIBRIUM TV | NEURO EQULIBRIUM TV | BB | DIAGNOSTIC CENTRE | L01 | ISH/BE/02058 | 0 |  | 0 | HOSPITAL | 0 | 0 | 0 | 0 | 0 | 0 | 0 | 0 | 0 | 0 | 0 | 2026-09-04 | 1900-01-01 | 0 | [8 empty] | DIAGNOSTIC CENTRE |  |  |  | 0 | 0 | [12 empty] | admin | 2024-12-12 14:25 |  | PHILIPS | PHILIPS | YFIA2422002849 |  |  |  | 1 | B | 1 |  | WEANSA SOLUTION SDN BHD | WEANSA SOLUTION SDN BHD | STOR 228952 | INDIA |  | WEANSA SOLUTION SDN BHD |  |  | 0 | 0 | 0 | 0 |  |  |  |  | 2024-09-05 | KPJ Ipoh Specialist Hospital | 1 | [12 empty] | 2025-09-01 | 2026-09-01 | bar: SEP
735 | H07B100735 | - | BEMS | B | - | ACT | C | H07 | BEMS | NEURO EQULIBRIUM LAPTOP | NEURO EQULIBRIUM LAPTOP | BB | DIAGNOSTIC CENTRE | L01 | ISH/BE/02059 | 0 |  | 0 | HOSPITAL | 0 | 0 | 0 | 0 | 0 | 0 | 0 | 0 | 0 | 0 | 0 | 2026-09-04 | 1900-01-01 | 0 | [8 empty] | DIAGNOSTIC CENTRE |  |  |  | 0 | 0 | [12 empty] | admin | 2024-12-12 14:25 |  | HP | HP | 5CD413TF7K |  |  |  | 1 | B | 1 |  | WEANSA SOLUTION SDN BHD | WEANSA SOLUTION SDN BHD | STOR 228952 | INDIA |  | WEANSA SOLUTION SDN BHD |  |  | 0 | 0 | 0 | 0 |  |  |  |  | 2024-09-05 | KPJ Ipoh Specialist Hospital | 1 | [12 empty] | 2025-09-01 | 2026-09-01 | bar: SEP
736 | H07B100736 | 10208 | BEMS | B | - | ACT | N | H07 | BEMS | ASPIRATOR | ASPIRATOR | BB | DIAGNOSTIC CENTRE | L01 | ISH/BE/02067 | 0 |  | 0 | HOSPITAL | 1400 | 0 | 0 | 0 | 0 | 0 | 0 | 0 | 0 | 0 | 0 | 2025-09-25 | 1900-01-01 | 0 | [8 empty] | DIAGNOSTIC CENTRE |  |  |  | 0 | 0 | [12 empty] | admin | 2024-12-12 14:25 |  | CA-MI | NEW ASKIR 30 PROXIMITY | 8444 |  |  |  | 1 | B | 1 |  | SUP100026 | PRINCIP ENGINEERING | STOR 230476 | ITALY |  | PRINCIP ENGINEERING |  |  | 0 | 0 | 0 | 0 |  |  |  |  | 2024-09-26 | KPJ Ipoh Specialist Hospital | 1 | [12 empty] | 2025-09-01 | 2026-09-01 | bar: SEP
737 | H07B100737 | 11490 | BEMS | B | - | ACT | C | H07 | BEMS | ELECTROSURGICAL UNIT | ELECTROSURGICAL UNIT | BB | DIAGNOSTIC CENTRE | L01 | ISH/BE/02084 | 0 |  | 0 | HOSPITAL | 40000 | 0 | 0 | 0 | 0 | 0 | 0 | 0 | 0 | 0 | 0 | 2026-10-20 | 1900-01-01 | 0 | [8 empty] | DIAGNOSTIC CENTRE |  |  |  | 0 | 0 | [12 empty] | admin | 2024-12-12 14:25 |  | ERBE | VIO 200 S | 11577698 |  |  |  | 1 | B | 1 |  | SUP100019 | MEDI-LIFE (M) SDN BHD | STOR 229908 | GERMANY |  | MEDI-LIFE (M) SDN BHD |  |  | 0 | 0 | 0 | 0 |  |  |  |  | 2024-10-21 | KPJ Ipoh Specialist Hospital | 2 | [12 empty] | 2025-10-01 | 2026-04-01 | bar: APR; OCT
738 | H07B100738 | 17723 | BEMS | B | - | ACT | C | H07 | BEMS | STRESS TEST SYSTEM | STRESS TEST SYSTEM | BB | DIAGNOSTIC CENTRE | L01 | ISH/BE/02087 | 0 |  | 0 | HOSPITAL | 122000 | 0 | 0 | 0 | 0 | 0 | 0 | 0 | 0 | 0 | 0 | 2027-10-27 | 1900-01-01 | 0 | [8 empty] | DIAGNOSTIC CENTRE |  |  |  | 0 | 0 | [12 empty] | admin | 2024-12-12 14:25 |  | NORAV MEDICAL | NORAV | DR12845 |  |  |  | 1 | B | 1 |  | SUN MEDICAL SYSTEMS SDN. BHD | SUN MEDICAL SYSTEMS SDN. BHD | STOR 230364 | CHINA |  | SUN MEDICAL SYSTEM SDN. BHD |  |  | 0 | 0 | 0 | 0 |  |  |  |  | 2024-10-28 | KPJ Ipoh Specialist Hospital | 2 | [12 empty] | 2025-10-01 | 2026-04-01 | bar: APR; OCT
739 | H07B100739 | 10208 | BEMS | B | - | ACT | C | H07 | BEMS | ASPIRATORS | ASPIRATORS | BA | DIAGNOSTIC IMAGING | L01 | ISH/BE/00341 | 0 |  | 0 | HOSPITAL | 3500 | 0 | 0 | 0 | 0 | 0 | 0 | 0 | 0 | 0 | 0 |  | 1900-01-01 | 2024 | [8 empty] | DIAGNOSTIC IMAGING |  |  |  | 0 | 0 | [12 empty] | admin | 2024-12-12 14:25 |  | AMEDA EGNAL | COMPACT 30II | AD 309024 |  |  |  | 1 | B | 1 |  | HISTOPOINT SND BHD | HISTOPOINT SND BHD |  | JAPAN |  | PRINCIP ENGINEERING |  |  | 0 | 0 | 0 | 0 |  |  |  |  | 2000-01-01 | KPJ Ipoh Specialist Hospital | 1 | [12 empty] | 2025-07-01 | 2026-07-01 | bar: JUL
740 | H07B100740 | 17148 | BEMS | B | - | ACT | N | H07 | BEMS | OXIMETERS, PULSE | OXIMETERS, PULSE | BA | DIAGNOSTIC IMAGING | L01 | ISH/BE/00584 | 0 |  | 0 | HOSPITAL | 5000 | 0 | 0 | 0 | 0 | 0 | 0 | 0 | 0 | 0 | 0 |  | 1900-01-01 | 2024 | [8 empty] | DIAGNOSTIC IMAGING |  |  |  | 0 | 0 | [12 empty] | admin | 2024-12-12 14:25 |  | NOVAMETRIX | 515B | 971514 AAS |  |  |  | 1 | B | 1 |  | PRIMED MEDICAL SDN.BHD | PRIMED MEDICAL SDN.BHD |  | USA |  | PRINCIP ENGINEERING |  |  | 0 | 0 | 0 | 0 |  |  |  |  | 2000-01-01 | KPJ Ipoh Specialist Hospital | 1 | [12 empty] | 2025-03-01 | 2026-03-01 | bar: MAR
741 | H07B100741 | 13217 | BEMS | B | - | ACT | C | H07 | BEMS | SYRINGE PUMP | SYRINGE PUMP | BA | DIAGNOSTIC IMAGING | L01 | ISH/BE/00338 | 0 |  | 0 | HOSPITAL | 2950 | 0 | 0 | 0 | 0 | 0 | 0 | 0 | 0 | 0 | 0 |  | 1900-01-01 | 21 | [8 empty] | DIAGNOSTIC IMAGING |  |  |  | 0 | 0 | [12 empty] | admin | 2024-12-12 14:25 |  | TERUMO | TE 311 | O3120235 |  |  |  | 1 | B | 1 |  | HOSPIMETRIX SDN BHD | HOSPIMETRIX SDN BHD |  | JAPAN |  | PRINCIP ENGINEERING |  |  | 0 | 0 | 0 | 0 |  |  |  |  | 1905-06-25 | KPJ Ipoh Specialist Hospital | 1 | [12 empty] | 2025-06-01 | 2026-06-01 | bar: JUN
742 | H07B100742 | 17203 | BEMS | B | - | ACT | C | H07 | BEMS | ULTRASOUND SYSTEM | ULTRASOUND SYSTEM | BA | DIAGNOSTIC IMAGING | L01 | ISH/BE/01648 | 0 |  | 0 | HOSPITAL | 490000 | 0 | 0 | 0 | 0 | 0 | 0 | 0 | 0 | 0 | 0 | 2024-03-01 | 1900-01-01 | 3 | [8 empty] | DIAGNOSTIC IMAGING |  |  |  | 0 | 0 | [12 empty] | admin | 2024-12-12 14:25 |  | CANON | TUS-AI700/5W | 5WB2112012 |  |  |  | 1 | B | 1 |  | CANON MEDICAL SYSTEM SDN.BHD | CANON MEDICAL SYSTEM SDN.BHD |  | JAPAN |  | CANON MEDICAL SYSTEM SDN BHD |  |  | 0 | 0 | 0 | 0 |  |  |  |  | 2021-12-03 | KPJ Ipoh Specialist Hospital | 2 | [12 empty] | 2025-07-01 | 2026-01-01 | bar: JAN; JUL
743 | H07B100743 | 12636 | BEMS | B | - | ACT | C | H07 | BEMS | PATIENT MONITORING SYSTEM | PATIENT MONITORING SYSTEM | BA | DIAGNOSTIC IMAGING | L01 | ISH/BE/00339 | 0 |  | 0 | HOSPITAL | 25000 | 0 | 0 | 0 | 0 | 0 | 0 | 0 | 0 | 0 | 0 |  | 1900-01-01 | 18 | [8 empty] | DIAGNOSTIC IMAGING |  |  |  | 0 | 0 | [12 empty] | admin | 2024-12-12 14:25 |  | GE | PRO 1000 | WAA054700395A |  |  |  | 1 | B | 1 |  | JEBSEN & JESSEN TECHNOLOGY SDN BHD | JEBSEN & JESSEN TECHNOLOGY SDN BHD |  | GERMANY |  | PRINCIP ENGINEERING |  |  | 0 | 0 | 0 | 0 |  |  |  |  | 2006-06-10 | KPJ Ipoh Specialist Hospital | 2 | [12 empty] | 2025-09-01 | 2026-03-01 | bar: MAR; SEP
744 | H07B100744 | - | BEMS | B | - | ACT | C | H07 | BEMS | PORTABLE X-RAY UNIT | PORTABLE X-RAY UNIT | BA | DIAGNOSTIC IMAGING | L01 | ISH/BE/00590 | 0 |  | 0 | HOSPITAL | 200000 | 0 | 0 | 0 | 0 | 0 | 0 | 0 | 0 | 0 | 0 |  | 1900-01-01 | 16 | [8 empty] | DIAGNOSTIC IMAGING |  |  |  | 0 | 0 | [12 empty] | admin | 2024-12-12 14:25 |  | SIEMENS | XP HYBRID | 2238 |  |  |  | 1 | B | 1 |  | SIEMENS (M) SDN BHD | SIEMENS (M) SDN BHD |  | GERMANY |  | SIEMENS HEALTHCARE SDN BHD |  |  | 0 | 0 | 0 | 0 |  |  |  |  | 2008-02-21 | KPJ Ipoh Specialist Hospital | 2 | [12 empty] | 2025-11-01 | 2026-05-01 | bar: MAY; NOV
745 | H07B100745 | - | BEMS | B | - | ACT | C | H07 | BEMS | MAGNETIC RESONANCE IMAGING | MAGNETIC RESONANCE IMAGING | BA | DIAGNOSTIC IMAGING | L01 | ISH/BE/01619 | 0 |  | 0 | HOSPITAL | 3500000 | 0 | 0 | 0 | 0 | 0 | 0 | 0 | 0 | 0 | 0 | 2022-10-01 | 1900-01-01 | 4 | [8 empty] | DIAGNOSTIC IMAGING |  |  |  | 0 | 0 | [12 empty] | admin | 2024-12-12 14:25 |  | SIEMENS | MAGNETOM AVANTO FIT | 169889 |  |  |  | 1 | B | 1 |  | SUP100006 | SIEMENS HEALTHCARE SDN BHD |  | GERMANY |  | SIEMENS HEALTHCARE SDN BHD |  |  | 0 | 0 | 0 | 0 |  |  |  |  | 2020-10-16 | KPJ Ipoh Specialist Hospital | 2 | [12 empty] | 2025-10-01 | 2026-04-01 | bar: APR; OCT
746 | H07B100746 | 12276 | BEMS | B | - | ACT | N | H07 | BEMS | EXAMINATION LIGHT | EXAMINATION LIGHT | BA | DIAGNOSTIC IMAGING | L01 | ISH/BE/00344 | 0 |  | 0 | HOSPITAL | 500 | 0 | 0 | 0 | 0 | 0 | 0 | 0 | 0 | 0 | 0 |  | 1900-01-01 | 2024 | [8 empty] | DIAGNOSTIC IMAGING |  |  |  | 0 | 0 | [12 empty] | admin | 2024-12-12 14:25 |  | EASTERN MEDICAL | 4193 | 1028408 |  |  |  | 1 | B | 1 |  | HISTOPOINT SND BHD | HISTOPOINT SND BHD |  | CHINA |  | PRINCIP ENGINEERING |  |  | 0 | 0 | 0 | 0 |  |  |  |  | 2000-01-01 | KPJ Ipoh Specialist Hospital | 1 | [12 empty] | 2025-07-01 | 2026-07-01 | bar: JUL
747 | H07B100747 | - | BEMS | B | - | CDM | C | H07 | BEMS | X-RAY FILM PROCESSOR | X-RAY FILM PROCESSOR | BA | DIAGNOSTIC IMAGING | L01 | ISH/BE/00354 | 0 |  | 0 | HOSPITAL | 0 | 0 | 0 | 0 | 0 | 0 | 0 | 0 | 0 | 0 | 0 |  | 1900-01-01 | 2024 | [8 empty] | DIAGNOSTIC IMAGING |  |  |  | 0 | 0 | [12 empty] | admin | 2024-12-12 14:25 |  | AGFA | DRYSTAR5302 | 2164 |  |  |  | 1 | B | 1 |  | AGFA (M) SDN BHD | AGFA (M) SDN BHD |  | GERMANY |  | BEMS ISH |  |  | 0 | 0 | 0 | 0 |  |  |  |  | 1905-06-27 | KPJ Ipoh Specialist Hospital
748 | H07B100748 | - | BEMS | B | - | ACT | C | H07 | BEMS | X-RAY FILM PROCESSOR | X-RAY FILM PROCESSOR | BA | DIAGNOSTIC IMAGING | L01 | ISH/BE/00428 | 0 |  | 0 | HOSPITAL | 0 | 0 | 0 | 0 | 0 | 0 | 0 | 0 | 0 | 0 | 0 |  | 1900-01-01 | 2024 | [8 empty] | DIAGNOSTIC IMAGING |  |  |  | 0 | 0 | [12 empty] | admin | 2024-12-12 14:25 |  | AGFA | DRYSTAR5302 | 8378 |  |  |  | 1 | B | 1 |  | AGFA (M) SDN BHD | AGFA (M) SDN BHD |  | GERMANY |  | BEMS ISH |  |  | 0 | 0 | 0 | 0 |  |  |  |  | 1905-06-27 | KPJ Ipoh Specialist Hospital | 1 | [12 empty] | 2025-11-01 | 2026-11-01 | bar: NOV
749 | H07B100749 | - | BEMS | B | - | ACT | C | H07 | BEMS | X-RAY FILM PROCESSOR | X-RAY FILM PROCESSOR | BA | DIAGNOSTIC IMAGING | L01 | ISH/BE/00732 | 0 |  | 0 | HOSPITAL | 0 | 0 | 0 | 0 | 0 | 0 | 0 | 0 | 0 | 0 | 0 | 2011-01-01 | 1900-01-01 | 14 | [8 empty] | DIAGNOSTIC IMAGING |  |  |  | 0 | 0 | [12 empty] | admin | 2024-12-12 14:25 |  | KONICA MINOLTA | DRYPRO 873 | 0993-0319 |  |  |  | 1 | B | 1 |  | TECHNOLOGY MEDICAL ASSOCIATES SDN BHD | TECHNOLOGY MEDICAL ASSOCIATES SDN BHD | STOR 77924 | JAPAN |  | TECHNOLOGY MEDICAL ASSOCIATES SDN BHD |  |  | 0 | 0 | 0 | 0 |  |  |  |  | 2010-05-01 | KPJ Ipoh Specialist Hospital | 2 | [12 empty] | 2025-12-01 | 2026-06-01 | bar: JUN; DEC
750 | H07B100750 | 17904 | BEMS | B | - | ACT | C | H07 | BEMS | COMPUTED RADIOGRAPHIC | COMPUTED RADIOGRAPHIC | BA | DIAGNOSTIC IMAGING | L01 | ISH/BE/00733 | 0 |  | 0 | HOSPITAL | 300000 | 0 | 0 | 0 | 0 | 0 | 0 | 0 | 0 | 0 | 0 | 2011-01-01 | 1900-01-01 | 14 | [8 empty] | DIAGNOSTIC IMAGING |  |  |  | 0 | 0 | [12 empty] | admin | 2024-12-12 14:25 |  | KONICA MINOLTA | REGIUS 190 | 0676-5942 |  |  |  | 1 | B | 1 |  | TECHNOLOGY MEDICAL ASSOCIATES SDN BHD | TECHNOLOGY MEDICAL ASSOCIATES SDN BHD | STOR 77924 | JAPAN |  | TECHNOLOGY MEDICAL ASSOCIATES SDN BHD |  |  | 0 | 0 | 0 | 0 |  |  |  |  | 2010-05-01 | KPJ Ipoh Specialist Hospital | 2 | [12 empty] | 2025-12-01 | 2026-06-01 | bar: JUN; DEC
751 | H07B100751 | 17904 | BEMS | B | - | ACT | C | H07 | BEMS | COMPUTED RADIOGRAPHIC | COMPUTED RADIOGRAPHIC | BA | DIAGNOSTIC IMAGING | L01 | ISH/BE/00734 | 0 |  | 0 | HOSPITAL | 0 | 0 | 0 | 0 | 0 | 0 | 0 | 0 | 0 | 0 | 0 | 2011-01-01 | 1900-01-01 | 14 | [8 empty] | DIAGNOSTIC IMAGING |  |  |  | 0 | 0 | [12 empty] | admin | 2024-12-12 14:25 |  | KONICA MINOLTA | REGIUS 190 | 0676-5807 |  |  |  | 1 | B | 1 |  | TECHNOLOGY MEDICAL ASSOCIATES SDN BHD | TECHNOLOGY MEDICAL ASSOCIATES SDN BHD | STOR 77924 | JAPAN |  | TECHNOLOGY MEDICAL ASSOCIATES SDN BHD |  |  | 0 | 0 | 0 | 0 |  |  |  |  | 2010-05-01 | KPJ Ipoh Specialist Hospital | 2 | [12 empty] | 2025-12-01 | 2026-06-01 | bar: JUN; DEC
752 | H07B100752 | 16548 | BEMS | B | - | ACT | C | H07 | BEMS | BONE DENSITOMETER | BONE DENSITOMETER | BA | DIAGNOSTIC IMAGING | L01 | ISH/BE/00896 | 0 |  | 0 | HOSPITAL | 300000 | 0 | 0 | 0 | 0 | 0 | 0 | 0 | 0 | 0 | 0 | 2011-10-01 | 1900-01-01 | 14 | [8 empty] | DIAGNOSTIC IMAGING |  |  |  | 0 | 0 | [12 empty] | admin | 2024-12-12 14:25 |  | HOLOGIC | DISCOVERY Wi | 84749 |  |  |  | 1 | B | 1 |  | TECHNOLOGY MEDICAL ASSOCIATES SDN BHD | TECHNOLOGY MEDICAL ASSOCIATES SDN BHD | STOR 79274 | GERMANY |  | INTEGRATED MEDICAL SYSTEM SDN BHD |  |  | 0 | 0 | 0 | 0 |  |  |  |  | 2010-08-10 | KPJ Ipoh Specialist Hospital | 2 | [12 empty] | 2025-12-01 | 2026-06-01 | bar: JUN; DEC
753 | H07B100753 | - | BEMS | B | - | CDM | C | H07 | BEMS | GENERAL X-RAY | GENERAL X-RAY | BA | DIAGNOSTIC IMAGING | L01 | ISH/BE/00972 | 0 |  | 0 | HOSPITAL | 210000 | 0 | 0 | 0 | 0 | 0 | 0 | 0 | 0 | 0 | 0 | 2013-04-01 | 1900-01-01 | 13 | [8 empty] | DIAGNOSTIC IMAGING |  |  |  | 0 | 0 | [12 empty] | admin | 2024-12-12 14:25 |  | SHIMADZU | UD150L-40 | 3M5256211002 |  |  |  | 1 | B | 1 |  | SHIMADZU (ASI PACIFIC) PTE.LTD | SHIMADZU (ASI PACIFIC) PTE.LTD |  | JAPAN |  | SHIMADZU MALAYSIA SDN BHD |  |  | 0 | 0 | 0 | 0 |  |  |  |  | 2011-04-13 | KPJ Ipoh Specialist Hospital
754 | H07B100754 | - | BEMS | B | - | ACT | C | H07 | BEMS | ELECTRICAL SPHYGMOMANOMETER | ELECTRICAL SPHYGMOMANOMETER | BA | DIAGNOSTIC IMAGING | L01 | ISH/BE/00939 | 0 |  | 0 | HOSPITAL | 450 | 0 | 0 | 0 | 0 | 0 | 0 | 0 | 0 | 0 | 0 | 2011-12-01 | 1900-01-01 | 14 | [8 empty] | DIAGNOSTIC IMAGING |  |  |  | 0 | 0 | [12 empty] | admin | 2024-12-12 14:25 |  | ELEPHANT | DXJ-210 | DXJ-21101202 |  |  |  | 1 | B | 1 |  | RITZ MEDICAL SUPPLIES | RITZ MEDICAL SUPPLIES |  | CHINA |  | PRINCIP ENGINEERING |  |  | 0 | 0 | 0 | 0 |  |  |  |  | 2012-10-31 | KPJ Ipoh Specialist Hospital | 1 | [12 empty] | 2025-12-01 | 2026-12-01 | bar: DEC
755 | H07B100755 | - | BEMS | B | - | CDM | C | H07 | BEMS | DIGITAL MAMMOGRAPHY | DIGITAL MAMMOGRAPHY | BA | DIAGNOSTIC IMAGING | L01 | ISH/BE/01095 | 0 |  | 0 | HOSPITAL | 1200000 | 0 | 0 | 0 | 0 | 0 | 0 | 0 | 0 | 0 | 0 | 2015-07-01 | 1900-01-01 | 11 | [8 empty] | DIAGNOSTIC IMAGING |  |  |  | 0 | 0 | [12 empty] | admin | 2024-12-12 14:25 |  | SIEMENS | MAMMOMAT INSPIRATION | 4322 |  |  |  | 1 | B | 1 |  | SIEMENS (M) SDN BHD | SIEMENS (M) SDN BHD |  | GERMANY |  | SIEMENS HEALTHCARE SDN BHD |  |  | 0 | 0 | 0 | 0 |  |  |  |  | 2013-06-28 | KPJ Ipoh Specialist Hospital
756 | H07B100756 | 12636 | BEMS | B | - | ACT | C | H07 | BEMS | VITAL SIGN MONITOR | VITAL SIGN MONITOR | BA | DIAGNOSTIC IMAGING | L01 | ISH/BE/01254 | 0 |  | 0 | HOSPITAL | 50000 | 0 | 0 | 0 | 0 | 0 | 0 | 0 | 0 | 0 | 0 | 2015-04-01 | 1900-01-01 | 9 | [8 empty] | DIAGNOSTIC IMAGING |  |  |  | 0 | 0 | [12 empty] | admin | 2024-12-12 14:25 |  | MIPM | TESLA DUO | TDUO 0101 |  |  |  | 1 | B | 1 |  | SUP100030 | AVANT-MED SDN BHD | STOR 121212(FA) | USA |  | PRINCIP ENGINEERING |  |  | 0 | 0 | 0 | 0 |  |  |  |  | 2015-04-03 | KPJ Ipoh Specialist Hospital | 2 | [12 empty] | 2025-11-01 | 2026-05-01 | bar: MAY; NOV
757 | H07B100757 | 10208 | BEMS | B | - | ACT | C | H07 | BEMS | ASPIRATORS | ASPIRATORS | BA | DIAGNOSTIC IMAGING | L01 | ISH/BE/00033 | 0 |  | 0 | HOSPITAL | 6800 | 0 | 0 | 0 | 0 | 0 | 0 | 0 | 0 | 0 | 0 |  | 1900-01-01 | 30 | [8 empty] | DIAGNOSTIC IMAGING |  |  |  | 0 | 0 | [12 empty] | admin | 2024-12-12 14:25 |  | AMEDA EGNAL | COMPACT 30II | AD 409024 |  |  |  | 1 | B | 1 |  | HISTOPOINT SND BHD | HISTOPOINT SND BHD |  | JAPAN |  | PRINCIP ENGINEERING |  |  | 0 | 0 | 0 | 0 |  |  |  |  | 1994-08-09 | KPJ Ipoh Specialist Hospital | 1 | [12 empty] | 2025-07-01 | 2026-07-01 | bar: JUL
758 | H07B100758 | - | BEMS | B | - | ACT | C | H07 | BEMS | FLUOROSCOPY | FLUOROSCOPY | BA | DIAGNOSTIC IMAGING | L01 | ISH/BE/01563 | 0 |  | 0 | HOSPITAL | 760000 | 0 | 0 | 0 | 0 | 0 | 0 | 0 | 0 | 0 | 0 | 2020-01-01 | 1900-01-01 | 6 | [8 empty] | DIAGNOSTIC IMAGING |  |  |  | 0 | 0 | [12 empty] | admin | 2024-12-12 14:25 |  | SHIMADZU | FLEXAVISION SERIES | MPEA6247A001 |  |  |  | 1 | B | 1 |  | SHIMADZU (ASI PACIFIC) PTE.LTD | SHIMADZU (ASI PACIFIC) PTE.LTD | STOR 147861 (FA) | JAPAN |  | SHIMADZU (ASI PACIFIC) PTE.LTD |  |  | 0 | 0 | 0 | 0 |  |  |  |  | 2018-01-10 | KPJ Ipoh Specialist Hospital | 2 | [12 empty] | 2025-12-01 | 2026-06-01 | bar: JUN; DEC
759 | H07B100759 | 13469 | BEMS | B | - | ACT | C | H07 | BEMS | CT SCANNER | CT SCANNER | BA | DIAGNOSTIC IMAGING | L01 | ISH/BE/01594 | 0 |  | 0 | HOSPITAL | 3000000 | 0 | 0 | 0 | 0 | 0 | 0 | 0 | 0 | 0 | 0 | 2022-07-01 | 1900-01-01 | 5 | [8 empty] | DIAGNOSTIC IMAGING |  |  |  | 0 | 0 | [12 empty] | admin | 2024-12-12 14:25 |  | SIEMENS | SOMATOM DEFINITION EDGE | 83908 |  |  |  | 1 | B | 1 |  | SUP100006 | SIEMENS HEALTHCARE SDN BHD | STOR 166007 | GERMANY |  | SIEMENS HEALTHCARE SDN BHD |  |  | 0 | 0 | 0 | 0 |  |  |  |  | 2019-06-26 | KPJ Ipoh Specialist Hospital | 2 | [12 empty] | 2025-08-01 | 2026-02-01 | bar: FEB; AUG
760 | H07B100760 | 17969 | BEMS | B | - | ACT | C | H07 | BEMS | INJECTORS | INJECTORS | BA | DIAGNOSTIC IMAGING | L01 | ISH/BE/01595 | 0 |  | 0 | HOSPITAL | 120000 | 0 | 0 | 0 | 0 | 0 | 0 | 0 | 0 | 0 | 0 | 2022-07-01 | 1900-01-01 | 5 | [8 empty] | DIAGNOSTIC IMAGING |  |  |  | 0 | 0 | [12 empty] | admin | 2024-12-12 14:25 |  | MEDTRON | ACCURON CT-D INJECTOR | 860019010 |  |  |  | 1 | B | 1 |  | SUP100006 | SIEMENS HEALTHCARE SDN BHD |  | GERMANY |  | AVANT-MED SDN BHD |  |  | 0 | 0 | 0 | 0 |  |  |  |  | 2019-06-26 | KPJ Ipoh Specialist Hospital | 2 | [12 empty] | 2025-11-01 | 2026-05-01 | bar: MAY; NOV
761 | H07B100761 | 12636 | BEMS | B | - | ACT | C | H07 | BEMS | PATIENT MONITOR | PATIENT MONITOR | BA | DIAGNOSTIC IMAGING | L01 | ISH/BE/01596 | 0 |  | 0 | HOSPITAL | 12000 | 0 | 0 | 0 | 0 | 0 | 0 | 0 | 0 | 0 | 0 |  | 1900-01-01 | 5 | [8 empty] | DIAGNOSTIC IMAGING |  |  |  | 0 | 0 | [12 empty] | admin | 2024-12-12 14:25 |  | NIHON KOHDEN | SVM 7623 | 0001837 |  |  |  | 1 | B | 1 |  | SUP100006 | SIEMENS HEALTHCARE SDN BHD |  | JAPAN |  | STAR MEDICAL SYSTEM SDN BHD |  |  | 0 | 0 | 0 | 0 |  |  |  |  | 2019-06-26 | KPJ Ipoh Specialist Hospital | 2 | [12 empty] | 2025-11-01 | 2026-05-01 | bar: MAY; NOV
762 | H07B100762 | 13217 | BEMS | B | - | ACT | C | H07 | BEMS | SYRINGE PUMP | SYRINGE PUMP | BA | DIAGNOSTIC IMAGING | L01 | ISH/BE/01617 | 0 |  | 0 | HOSPITAL | 0 | 0 | 0 | 0 | 0 | 0 | 0 | 0 | 0 | 0 | 0 | 2022-10-01 | 1900-01-01 | 4 | [8 empty] | DIAGNOSTIC IMAGING |  |  |  | 0 | 0 | [12 empty] | admin | 2024-12-12 14:25 |  | B.BRAUN | PERFUSOR SPACE | 530109 |  |  |  | 1 | B | 1 |  | B.BRAUN MEDICAL SUPPLIES SDN BHD | B.BRAUN MEDICAL SUPPLIES SDN BHD |  | GERMANY |  | B.BRAUN MEDICAL SUPPLIES SDN BHD |  |  | 0 | 0 | 0 | 0 |  |  |  |  | 2020-10-20 | KPJ Ipoh Specialist Hospital | 1 | [12 empty] | 2025-10-01 | 2026-10-01 | bar: OCT
763 | H07B100763 | - | BEMS | B | - | ACT | C | H07 | BEMS | MRI PUMP STATION | MRI PUMP STATION | BA | DIAGNOSTIC IMAGING | L01 | ISH/BE/01616 | 0 |  | 0 | HOSPITAL | 0 | 0 | 0 | 0 | 0 | 0 | 0 | 0 | 0 | 0 | 0 | 2022-10-01 | 1900-01-01 | 4 | [8 empty] | DIAGNOSTIC IMAGING |  |  |  | 0 | 0 | [12 empty] | admin | 2024-12-12 14:25 |  | B.BRAUN | SPACE STATION MRI | 02481 |  |  |  | 1 | B | 1 |  | B.BRAUN MEDICAL SUPPLIES SDN BHD | B.BRAUN MEDICAL SUPPLIES SDN BHD |  | GERMANY |  | B.BRAUN MEDICAL SUPPLIES SDN BHD |  |  | 0 | 0 | 0 | 0 |  |  |  |  | 2020-10-20 | KPJ Ipoh Specialist Hospital | 1 | [12 empty] | 2025-10-01 | 2026-10-01 | bar: OCT
764 | H07B100764 | - | BEMS | B | - | ACT | N | H07 | BEMS | MRI METAL SCREENER | MRI METAL SCREENER | BA | DIAGNOSTIC IMAGING | L01 | ISH/BE/01618 | 0 |  | 0 | HOSPITAL | 0 | 0 | 0 | 0 | 0 | 0 | 0 | 0 | 0 | 0 | 0 | 2022-10-01 | 1900-01-01 | 4 | [8 empty] | DIAGNOSTIC IMAGING |  |  |  | 0 | 0 | [12 empty] | admin | 2024-12-12 14:25 |  | METRASENSE | FERROGUARD SCREENER | SCFG-04-0488 |  |  |  | 1 | B | 1 |  | SUP100030 | AVANT-MED SDN BHD |  | GERMANY |  | AVANT-MED SDN BHD |  |  | 0 | 0 | 0 | 0 |  |  |  |  | 2020-10-20 | KPJ Ipoh Specialist Hospital | 2 | [12 empty] | 2025-11-01 | 2026-05-01 | bar: MAY; NOV
765 | H07B100765 | - | BEMS | B | - | ACT | C | H07 | BEMS | PORTABLE X-RAY UNIT | PORTABLE X-RAY UNIT | BA | DIAGNOSTIC IMAGING | L01 | ISH/BE/01752 | 0 |  | 0 | HOSPITAL | 390000 | 0 | 0 | 0 | 0 | 0 | 0 | 0 | 0 | 0 | 0 | 2025-01-04 | 1900-01-01 | 1 | [8 empty] | DIAGNOSTIC IMAGING |  |  |  | 0 | 0 | [12 empty] | admin | 2024-12-12 14:25 |  | SHIMADZU | MOBILEDART EVOLUTION MX8 | MQ00005B1066 |  |  |  | 1 | B | 1 |  | SHIMADZU (M) SDN BHD | SHIMADZU (M) SDN BHD | STOR 205811 | JAPAN |  | SHIMADZU (M) SDN BHD |  |  | 0 | 0 | 0 | 0 |  |  |  |  | 2023-01-05 | KPJ Ipoh Specialist Hospital | 2 | [12 empty] | 2025-07-01 | 2026-01-01 | bar: JAN; JUL
766 | H07B100766 | 17203 | BEMS | B | - | ACT | C | H07 | BEMS | ULTRASOUND SYSTEM | ULTRASOUND SYSTEM | BA | DIAGNOSTIC IMAGING | L01 | ISH/BE/01769 | 0 |  | 0 | HOSPITAL | 261250 | 0 | 0 | 0 | 0 | 0 | 0 | 0 | 0 | 0 | 0 |  | 1900-01-01 | 1 | [8 empty] | DIAGNOSTIC IMAGING |  |  |  | 0 | 0 | [12 empty] | admin | 2024-12-12 14:25 |  | MINDRAY | RESONA I9 | KF8-32001892 |  |  |  | 1 | B | 1 |  | INFINITY MEDICAL SDN BHD | INFINITY MEDICAL SDN BHD | STOR 208777 | CHINA |  | INFINITY MEDICAL SDN BHD |  |  | 0 | 0 | 0 | 0 |  |  |  |  | 2023-03-13 | KPJ Ipoh Specialist Hospital | 2 | [12 empty] | 2025-09-01 | 2026-03-01 | bar: MAR; SEP
767 | H07B100767 | - | BEMS | B | - | ACT | C | H07 | BEMS | GENERAL X-RAY | GENERAL X-RAY | BA | DIAGNOSTIC IMAGING | L01 | ISH/BE/01801 | 0 |  | 0 | HOSPITAL | 472000 | 0 | 0 | 0 | 0 | 0 | 0 | 0 | 0 | 0 | 0 |  | 1900-01-01 | 1 | [8 empty] | DIAGNOSTIC IMAGING |  |  |  | 0 | 0 | [12 empty] | admin | 2024-12-12 14:25 |  | DK MEDICAL SYSTEM | INNOVATION-EXII | H021123B001 |  |  |  | 1 | B | 1 |  | INTEGRATED MEDICALSYSTEM SDN BHD | INTEGRATED MEDICALSYSTEM SDN BHD | STOR 207753 | KOREA |  | INTEGRATED MEDICAL SYSTEM SDN BHD |  |  | 0 | 0 | 0 | 0 |  |  |  |  | 2023-04-28 | KPJ Ipoh Specialist Hospital | 2 | [12 empty] | 2025-10-01 | 2026-04-01 | bar: APR; OCT
768 | H07B100768 | 17968 | BEMS | B | - | ACT | C | H07 | BEMS | INJECTORS | INJECTORS | BA | DIAGNOSTIC IMAGING | L01 | ISH/BE/01858 | 0 |  | 0 | HOSPITAL | 105000 | 0 | 0 | 0 | 0 | 0 | 0 | 0 | 0 | 0 | 0 | 2025-05-09 | 1900-01-01 | 1 | [8 empty] | DIAGNOSTIC IMAGING |  |  |  | 0 | 0 | [12 empty] | admin | 2024-12-12 14:25 |  | MEDTRON | ACCUTRON MR INJECTOR | 880023078 |  |  |  | 1 | B | 1 |  | SUP100030 | AVANT-MED SDN BHD | STOR 208179 | GERMANY |  | AVANT-MED SDN BHD |  |  | 0 | 0 | 0 | 0 |  |  |  |  | 2023-10-05 | KPJ Ipoh Specialist Hospital | 2 | [12 empty] | 2025-11-01 | 2026-05-01 | bar: MAY; NOV
769 | H07B100769 | 12636 | BEMS | B | - | ACT | C | H07 | BEMS | VITAL SIGN MONITOR | VITAL SIGN MONITOR | BA | DIALYSIS CENTRE | GF | ISH/BE/01271 | 0 |  | 0 | HOSPITAL | 6500 | 0 | 0 | 0 | 0 | 0 | 0 | 0 | 0 | 0 | 0 | 2016-05-01 | 1900-01-01 | 9 | [8 empty] | DIALYSIS CENTRE |  |  |  | 0 | 0 | [12 empty] | admin | 2024-12-12 14:25 |  | ADVANCED INST, US | VSM-300 | 302041-M15503240001 |  |  |  | 1 | B | 1 |  | UWC HEALTHCARE SDN BHD | UWC HEALTHCARE SDN BHD |  | USA |  | PRINCIP ENGINEERING |  |  | 0 | 0 | 0 | 0 |  |  |  |  | 2015-05-27 | KPJ Ipoh Specialist Hospital | 2 | [12 empty] | 2025-09-01 | 2026-03-01 | bar: MAR; SEP
770 | H07B100770 | 11073 | BEMS | B | - | ACT | N | H07 | BEMS | NIBP MONITOR | NIBP MONITOR | BA | DIALYSIS CENTRE | GF | ISH/BE/00569 | 0 |  | 0 | HOSPITAL | 5000 | 0 | 0 | 0 | 0 | 0 | 0 | 0 | 0 | 0 | 0 |  | 1900-01-01 | 16 | [8 empty] | DIALYSIS CENTRE |  |  |  | 0 | 0 | [12 empty] | admin | 2024-12-12 14:25 |  | GE | PRO CARE 100 | AAW08240438SA |  |  |  | 1 | B | 1 |  | JEBSEN & JESSEN TECHNOLOGY SDN BHD | JEBSEN & JESSEN TECHNOLOGY SDN BHD |  | GERMANY |  | PRINCIP ENGINEERING |  |  | 0 | 0 | 0 | 0 |  |  |  |  | 2008-12-16 | KPJ Ipoh Specialist Hospital | 2 | [12 empty] | 2025-09-01 | 2026-03-01 | bar: MAR; SEP
771 | H07B100771 | - | BEMS | B | - | ACT | C | H07 | BEMS | R/O SYSTEM | R/O SYSTEM | BA | DIALYSIS CENTRE | GF |  | 0 |  | 0 | HOSPITAL | 132000 | 0 | 0 | 0 | 0 | 0 | 0 | 0 | 0 | 0 | 0 | 2019-06-01 | 1900-01-01 | 8 | [8 empty] | DIALYSIS CENTRE |  |  |  | 0 | 0 | [12 empty] | admin | 2024-12-12 14:25 |  | HD INTEGRA AEROS | HD-35 | RO-2016-039 (MK 2) |  |  |  | 1 | B | 1 |  | SUP100044 | JKS BIOMEDICAL SDN BHD | STOR 133223 (FA) | MALAYSIA |  | JKS BIOMEDICAL SDN BHD |  |  | 0 | 0 | 0 | 0 |  |  |  |  | 2016-06-26 | KPJ Ipoh Specialist Hospital | 3 | [12 empty] | 2025-12-01 | 2026-04-01 | bar: APR; AUG; DEC
772 | H07B100772 | - | BEMS | B | - | ACT | C | H07 | BEMS | R/O STORAGE TANK | R/O STORAGE TANK | BA | DIALYSIS CENTRE | GF |  | 0 |  | 0 | HOSPITAL | 29000 | 0 | 0 | 0 | 0 | 0 | 0 | 0 | 0 | 0 | 0 | 2019-06-01 | 1900-01-01 | 8 | [8 empty] | DIALYSIS CENTRE |  |  |  | 0 | 0 | [12 empty] | admin | 2024-12-12 14:25 |  | HD INTEGRA | ST-500 | ST-2016-025 |  |  |  | 1 | B | 1 |  | SUP100044 | JKS BIOMEDICAL SDN BHD | STOR 133223 (FA) | MALAYSIA |  | JKS BIOMEDICAL SDN BHD |  |  | 0 | 0 | 0 | 0 |  |  |  |  | 2016-06-26 | KPJ Ipoh Specialist Hospital | 3 | [12 empty] | 2025-12-01 | 2026-04-01 | bar: APR; AUG; DEC
773 | H07B100773 | 13460 | BEMS | B | - | CDM | N | H07 | BEMS | WEIGHING SCALES, CHAIR | WEIGHING SCALES, CHAIR | BA | DIALYSIS CENTRE | GF |  | 0 |  | 0 | HOSPITAL | 0 | 0 | 0 | 0 | 0 | 0 | 0 | 0 | 0 | 0 | 0 |  | 1900-01-01 | 2024 | [8 empty] | DIALYSIS CENTRE |  |  |  | 0 | 0 | [12 empty] | admin | 2024-12-12 14:25 |  | UWE | N/A | AN 008363 |  |  |  | 1 | B | 1 |  | SUP100044 | JKS BIOMEDICAL SDN BHD |  | CHINA |  | PRINCIP ENGINEERING |  |  | 0 | 0 | 0 | 0 |  |  |  |  | 2016-06-21 | KPJ Ipoh Specialist Hospital
774 | H07B100774 | 13460 | BEMS | B | - | ACT | N | H07 | BEMS | WEIGHING SCALES, CHAIR | WEIGHING SCALES, CHAIR | BA | DIALYSIS CENTRE | GF |  | 0 |  | 0 | HOSPITAL | 0 | 0 | 0 | 0 | 0 | 0 | 0 | 0 | 0 | 0 | 0 |  | 1900-01-01 | 2024 | [8 empty] | DIALYSIS CENTRE |  |  |  | 0 | 0 | [12 empty] | admin | 2024-12-12 14:25 |  | UWE | N/A | AN 012588 |  |  |  | 1 | B | 1 |  | SUP100044 | JKS BIOMEDICAL SDN BHD |  | CHINA |  | PRINCIP ENGINEERING |  |  | 0 | 0 | 0 | 0 |  |  |  |  | 2016-06-21 | KPJ Ipoh Specialist Hospital | 1 | [12 empty] | 2025-08-01 | 2026-08-01 | bar: AUG
775 | H07B100775 | 11073 | BEMS | B | - | ACT | N | H07 | BEMS | NIBP MONITOR | NIBP MONITOR | BA | DIALYSIS CENTRE | GF | ISH/BE/01593 | 0 |  | 0 | HOSPITAL | 7000 | 0 | 0 | 0 | 0 | 0 | 0 | 0 | 0 | 0 | 0 | 2021-05-01 | 1900-01-01 | 5 | [8 empty] | DIALYSIS CENTRE |  |  |  | 0 | 0 | [12 empty] | admin | 2024-12-12 14:25 |  | ADVANCED INST, US | VSM-300 | M19202450002 |  |  |  | 1 | B | 1 |  | SUN MEDICAL SYSTEMS SDN. BHD | SUN MEDICAL SYSTEMS SDN. BHD |  | CHINA |  | SUN MEDICAL SYSTEM SDN. BHD |  |  | 0 | 0 | 0 | 0 |  |  |  |  | 2019-07-05 | KPJ Ipoh Specialist Hospital | 1 | [12 empty] | 2025-04-01 | 2026-04-01 | bar: APR
776 | H07B100776 | 15053 | BEMS | B | - | ACT | C | H07 | BEMS | WHEEL CHAIR SCALE | WHEEL CHAIR SCALE | BA | DIALYSIS CENTRE | GF | ISH/BE/01663 | 0 |  | 0 | HOSPITAL | 9000 | 0 | 0 | 0 | 0 | 0 | 0 | 0 | 0 | 0 | 0 | 2022-10-01 | 1900-01-01 | 3 | [8 empty] | DIALYSIS CENTRE |  |  |  | 0 | 0 | [12 empty] | admin | 2024-12-12 14:25 |  | XCORE | W75 | NOH12977 |  |  |  | 1 | B | 1 |  | YKL HEALTHCARE SDN BHD | YKL HEALTHCARE SDN BHD |  | CHINA |  | YKL HEALTHCARE SDN BHD |  |  | 0 | 0 | 0 | 0 |  |  |  |  | 2021-10-14 | KPJ Ipoh Specialist Hospital | 1 | [12 empty] | 2025-08-01 | 2026-08-01 | bar: AUG
777 | H07B100777 | 12636 | BEMS | B | - | ACT | C | H07 | BEMS | VITAL SIGN MONITOR | VITAL SIGN MONITOR | BA | DIALYSIS CENTRE | GF | ISH/BE/01701 | 0 |  | 0 | HOSPITAL | 6800 | 0 | 0 | 0 | 0 | 0 | 0 | 0 | 0 | 0 | 0 | 2025-08-01 | 1900-01-01 | 2 | [8 empty] | DIALYSIS CENTRE |  |  |  | 0 | 0 | [12 empty] | admin | 2024-12-12 14:25 |  | MINDRAY | VS 8 | AS5-24001352 |  |  |  | 1 | B | 1 |  | LIFETRONIC SDN BHD | LIFETRONIC SDN BHD | STOR 204531 | CHINA |  | LIFETRONIC SDN BHD |  |  | 0 | 0 | 0 | 0 |  |  |  |  | 2022-08-18 | KPJ Ipoh Specialist Hospital | 2 | [12 empty] | 2025-08-01 | 2026-02-01 | bar: FEB; AUG
778 | H07B100778 | 17116 | BEMS | B | - | ACT | C | H07 | BEMS | DEFIBRILLATOR | DEFIBRILLATOR | BA | DIALYSIS CENTRE | GF | ISH/BE/01734 | 0 |  | 0 | HOSPITAL | 19800 | 0 | 0 | 0 | 0 | 0 | 0 | 0 | 0 | 0 | 0 | 2023-12-01 | 1900-01-01 | 2 | [8 empty] | DIALYSIS CENTRE |  |  |  | 0 | 0 | [12 empty] | admin | 2024-12-12 14:25 |  | PHILIPS HEALTHCARE | EFICIA DFM100 | CN32673220 |  |  |  | 1 | B | 1 |  | UMEDIC HEALTHCARE SDN BHD | UMEDIC HEALTHCARE SDN BHD | STOR 204567 | CHINA |  | UMEDIC HEALTHCARE SDN BHD |  |  | 0 | 0 | 0 | 0 |  |  |  |  | 2022-07-12 | KPJ Ipoh Specialist Hospital | 2 | [12 empty] | 2025-07-01 | 2026-01-01 | bar: JAN; JUL
779 | H07B100779 | 13460 | BEMS | B | - | ACT | N | H07 | BEMS | WEIGHING SCALES, CHAIR | WEIGHING SCALES, CHAIR | BA | DIALYSIS CENTRE | GF | ISH/BE/01868 | 0 |  | 0 | HOSPITAL | 5350 | 0 | 0 | 0 | 0 | 0 | 0 | 0 | 0 | 0 | 0 | 2024-06-07 | 1900-01-01 | 1 | [8 empty] | DIALYSIS CENTRE |  |  |  | 0 | 0 | [12 empty] | admin | 2024-12-12 14:25 |  | SECA | SECA 952 | 10000000946926 |  |  |  | 1 | B | 1 |  | HARMONI JAYA | HARMONI JAYA | STOR 210858 | USA |  | HARMONI JAYA |  |  | 0 | 0 | 0 | 0 |  |  |  |  | 2023-08-06 | KPJ Ipoh Specialist Hospital | 1 | [12 empty] | 2025-08-01 | 2026-08-01 | bar: AUG
780 | H07B100780 | 12636 | BEMS | B | - | ACT | C | H07 | BEMS | VITAL SIGN MONITOR | VITAL SIGN MONITOR | BA | DIALYSIS CENTRE | GF | ISH/BE/01877 | 0 |  | 0 | HOSPITAL | 6250 | 0 | 0 | 0 | 0 | 0 | 0 | 0 | 0 | 0 | 0 |  | 1900-01-01 | 1 | [8 empty] | DIALYSIS CENTRE |  |  |  | 0 | 0 | [12 empty] | admin | 2024-12-12 14:25 |  | NIHON KOHDEN | SVM-7260 | 01116 |  |  |  | 1 | B | 1 |  | STAR MEDICAL SYSTEM (M) SDN BHD | STAR MEDICAL SYSTEM (M) SDN BHD | STOR 214641 | JAPAN |  | STAR MEDICAL SYSTEM (M) SDN BHD |  |  | 0 | 0 | 0 | 0 |  |  |  |  | 2023-06-28 | KPJ Ipoh Specialist Hospital | 2 | [12 empty] | 2025-12-01 | 2026-06-01 | bar: JUN; DEC
781 | H07B100781 | 12636 | BEMS | B | - | ACT | C | H07 | BEMS | VITAL SIGN MONITOR | VITAL SIGN MONITOR | BA | DIALYSIS CENTRE | GF | ISH/BE/01878 | 0 |  | 0 | HOSPITAL | 6250 | 0 | 0 | 0 | 0 | 0 | 0 | 0 | 0 | 0 | 0 |  | 1900-01-01 | 1 | [8 empty] | DIALYSIS CENTRE |  |  |  | 0 | 0 | [12 empty] | admin | 2024-12-12 14:25 |  | NIHON KOHDEN | SVM-7260 | 01118 |  |  |  | 1 | B | 1 |  | STAR MEDICAL SYSTEM (M) SDN BHD | STAR MEDICAL SYSTEM (M) SDN BHD | STOR 214641 | JAPAN |  | STAR MEDICAL SYSTEM (M) SDN BHD |  |  | 0 | 0 | 0 | 0 |  |  |  |  | 2023-06-28 | KPJ Ipoh Specialist Hospital | 2 | [12 empty] | 2025-12-01 | 2026-06-01 | bar: JUN; DEC
782 | H07B100782 | 12636 | BEMS | B | - | ACT | C | H07 | BEMS | VITAL SIGN MONITOR | VITAL SIGN MONITOR | BA | DIALYSIS CENTRE | GF | ISH/BE/01879 | 0 |  | 0 | HOSPITAL | 6250 | 0 | 0 | 0 | 0 | 0 | 0 | 0 | 0 | 0 | 0 |  | 1900-01-01 | 1 | [8 empty] | DIALYSIS CENTRE |  |  |  | 0 | 0 | [12 empty] | admin | 2024-12-12 14:25 |  | NIHON KOHDEN | SVM-7260 | 01119 |  |  |  | 1 | B | 1 |  | STAR MEDICAL SYSTEM (M) SDN BHD | STAR MEDICAL SYSTEM (M) SDN BHD | STOR 214641 | JAPAN |  | STAR MEDICAL SYSTEM (M) SDN BHD |  |  | 0 | 0 | 0 | 0 |  |  |  |  | 2023-06-28 | KPJ Ipoh Specialist Hospital | 2 | [12 empty] | 2025-12-01 | 2026-06-01 | bar: JUN; DEC
783 | H07B100783 | 12636 | BEMS | B | - | ACT | C | H07 | BEMS | VITAL SIGN MONITOR | VITAL SIGN MONITOR | BA | DIALYSIS CENTRE | GF | ISH/BE/01904 | 0 |  | 0 | HOSPITAL | 6250 | 0 | 0 | 0 | 0 | 0 | 0 | 0 | 0 | 0 | 0 |  | 1900-01-01 | 1 | [8 empty] | DIALYSIS CENTRE |  |  |  | 0 | 0 | [12 empty] | admin | 2024-12-12 14:25 |  | NIHON KOHDEN | SVM-7260 | 01361 |  |  |  | 1 | B | 1 |  | STAR MEDICAL SYSTEM (M) SDN BHD | STAR MEDICAL SYSTEM (M) SDN BHD | STOR 215758 | JAPAN |  | STAR MEDICAL SYSTEM (M) SDN BHD |  |  | 0 | 0 | 0 | 0 |  |  |  |  | 2023-08-15 | KPJ Ipoh Specialist Hospital | 2 | [12 empty] | 2025-08-01 | 2026-02-01 | bar: FEB; AUG
784 | H07B100784 | 12636 | BEMS | B | - | ACT | C | H07 | BEMS | VITAL SIGN MONITOR | VITAL SIGN MONITOR | BA | DIALYSIS CENTRE | GF | ISH/BE/01905 | 0 |  | 0 | HOSPITAL | 6250 | 0 | 0 | 0 | 0 | 0 | 0 | 0 | 0 | 0 | 0 |  | 1900-01-01 | 1 | [8 empty] | DIALYSIS CENTRE |  |  |  | 0 | 0 | [12 empty] | admin | 2024-12-12 14:25 |  | NIHON KOHDEN | SVM-7260 | 01362 |  |  |  | 1 | B | 1 |  | STAR MEDICAL SYSTEM (M) SDN BHD | STAR MEDICAL SYSTEM (M) SDN BHD | STOR 215758 | JAPAN |  | STAR MEDICAL SYSTEM (M) SDN BHD |  |  | 0 | 0 | 0 | 0 |  |  |  |  | 2023-08-15 | KPJ Ipoh Specialist Hospital | 2 | [12 empty] | 2025-08-01 | 2026-02-01 | bar: FEB; AUG
785 | H07B100785 | 12636 | BEMS | B | - | ACT | C | H07 | BEMS | VITAL SIGN MONITOR | VITAL SIGN MONITOR | BA | DIALYSIS CENTRE | GF | ISH/BE/01906 | 0 |  | 0 | HOSPITAL | 6250 | 0 | 0 | 0 | 0 | 0 | 0 | 0 | 0 | 0 | 0 |  | 1900-01-01 | 1 | [8 empty] | DIALYSIS CENTRE |  |  |  | 0 | 0 | [12 empty] | admin | 2024-12-12 14:25 |  | NIHON KOHDEN | SVM-7260 | 01383 |  |  |  | 1 | B | 1 |  | STAR MEDICAL SYSTEM (M) SDN BHD | STAR MEDICAL SYSTEM (M) SDN BHD | STOR 215762 | JAPAN |  | STAR MEDICAL SYSTEM (M) SDN BHD |  |  | 0 | 0 | 0 | 0 |  |  |  |  | 2023-08-15 | KPJ Ipoh Specialist Hospital | 2 | [12 empty] | 2025-08-01 | 2026-02-01 | bar: FEB; AUG
786 | H07B100786 | 12636 | BEMS | B | - | ACT | C | H07 | BEMS | VITAL SIGN MONITOR | VITAL SIGN MONITOR | BA | DIALYSIS CENTRE | GF | ISH/BE/01907 | 0 |  | 0 | HOSPITAL | 6250 | 0 | 0 | 0 | 0 | 0 | 0 | 0 | 0 | 0 | 0 |  | 1900-01-01 | 1 | [8 empty] | DIALYSIS CENTRE |  |  |  | 0 | 0 | [12 empty] | admin | 2024-12-12 14:25 |  | NIHON KOHDEN | SVM-7260 | 01384 |  |  |  | 1 | B | 1 |  | STAR MEDICAL SYSTEM (M) SDN BHD | STAR MEDICAL SYSTEM (M) SDN BHD | STOR 215762 | JAPAN |  | STAR MEDICAL SYSTEM (M) SDN BHD |  |  | 0 | 0 | 0 | 0 |  |  |  |  | 2023-08-15 | KPJ Ipoh Specialist Hospital | 2 | [12 empty] | 2025-08-01 | 2026-02-01 | bar: FEB; AUG
787 | H07B100787 | 12636 | BEMS | B | - | ACT | C | H07 | BEMS | VITAL SIGN MONITOR | VITAL SIGN MONITOR | BA | DIALYSIS CENTRE | GF | ISH/BE/01908 | 0 |  | 0 | HOSPITAL | 6250 | 0 | 0 | 0 | 0 | 0 | 0 | 0 | 0 | 0 | 0 |  | 1900-01-01 | 1 | [8 empty] | DIALYSIS CENTRE |  |  |  | 0 | 0 | [12 empty] | admin | 2024-12-12 14:25 |  | NIHON KOHDEN | SVM-7260 | 01385 |  |  |  | 1 | B | 1 |  | STAR MEDICAL SYSTEM (M) SDN BHD | STAR MEDICAL SYSTEM (M) SDN BHD | STOR 215762 | JAPAN |  | STAR MEDICAL SYSTEM (M) SDN BHD |  |  | 0 | 0 | 0 | 0 |  |  |  |  | 2023-08-15 | KPJ Ipoh Specialist Hospital | 2 | [12 empty] | 2025-08-01 | 2026-02-01 | bar: FEB; AUG
788 | H07B100788 | 17116 | BEMS | B | - | ACT | C | H07 | BEMS | DEFIBRILLATORS | DEFIBRILLATORS | BA | DIALYSIS CENTRE | GF | ISH/BE/02017 | 0 |  | 0 | HOSPITAL | 24400 | 0 | 0 | 0 | 0 | 0 | 0 | 0 | 0 | 0 | 0 | 2025-05-19 | 1900-01-01 | 0 | [8 empty] | DIALYSIS CENTRE |  |  |  | 0 | 0 | [12 empty] | admin | 2024-12-12 14:25 |  | NIHON KOHDEN | TEC-5631 | 23773 |  |  |  | 1 | B | 1 |  | STAR MEDICAL SYSTEM (M) SDN BHD | STAR MEDICAL SYSTEM (M) SDN BHD | STOR 224599 | JAPAN |  | STAR MEDICAL SYSTEM (M) SDN BHD |  |  | 0 | 0 | 0 | 0 |  |  |  |  | 2024-05-20 | KPJ Ipoh Specialist Hospital | 2 | [12 empty] | 2025-11-01 | 2026-05-01 | bar: MAY; NOV
789 | H07B100789 | 10208 | BEMS | B | - | ACT | C | H07 | BEMS | ASPIRATOR | ASPIRATOR | BA | DIALYSIS CENTRE | GF | ISH/BE/02044 | 0 |  | 0 | HOSPITAL | 1400 | 0 | 0 | 0 | 0 | 0 | 0 | 0 | 0 | 0 | 0 | 2025-09-04 | 1900-01-01 | 0 | [8 empty] | DIALYSIS CENTRE |  |  |  | 0 | 0 | [12 empty] | admin | 2024-12-12 14:25 |  | CA-MI | NEW ASKIR 30 PROXIMITY | 8456 |  |  |  | 1 | B | 1 |  | SUP100026 | PRINCIP ENGINEERING | STOR 229889 | ITALY |  | PRINCIP ENGINEERING |  |  | 0 | 0 | 0 | 0 |  |  |  |  | 2024-09-05 | KPJ Ipoh Specialist Hospital | 1 | [12 empty] | 2025-09-01 | 2026-09-01 | bar: SEP
790 | H07B100790 | 10208 | BEMS | B | - | ACT | C | H07 | BEMS | ASPIRATOR | ASPIRATOR | BA | DIALYSIS CENTRE | GF | ISH/BE/02065 | 0 |  | 0 | HOSPITAL | 1400 | 0 | 0 | 0 | 0 | 0 | 0 | 0 | 0 | 0 | 0 | 2025-09-25 | 1900-01-01 | 0 | [8 empty] | DIALYSIS CENTRE |  |  |  | 0 | 0 | [12 empty] | admin | 2024-12-12 14:25 |  | CA-MI | NEW ASKIR 30 PROXIMITY | 8462 |  |  |  | 1 | B | 1 |  | SUP100026 | PRINCIP ENGINEERING | STOR 230476 | ITALY |  | PRINCIP ENGINEERING |  |  | 0 | 0 | 0 | 0 |  |  |  |  | 2024-09-26 | KPJ Ipoh Specialist Hospital | 1 | [12 empty] | 2025-09-01 | 2026-09-01 | bar: SEP
791 | H07B100791 | 12636 | BEMS | B | - | ACT | C | H07 | BEMS | VITAL SIGN MONITOR | VITAL SIGN MONITOR | BA | DIALYSIS CENTRE | GF | ISH/BE/02072 | 0 |  | 0 | HOSPITAL | 6800 | 0 | 0 | 0 | 0 | 0 | 0 | 0 | 0 | 0 | 0 | 2026-10-08 | 1900-01-01 | 0 | [8 empty] | DIALYSIS CENTRE |  |  |  | 0 | 0 | [12 empty] | admin | 2024-12-12 14:25 |  | NIHON KOHDEN | SVM-7260 | 01679 |  |  |  | 1 | B | 1 |  | STAR MEDICAL SYSTEM (M) SDN BHD | STAR MEDICAL SYSTEM (M) SDN BHD | STOR 229260 | JAPAN |  | STAR MEDICAL SYSTEM (M) SDN BHD |  |  | 0 | 0 | 0 | 0 |  |  |  |  | 2024-10-09 | KPJ Ipoh Specialist Hospital | 2 | [12 empty] | 2025-10-01 | 2026-04-01 | bar: APR; OCT
792 | H07B100792 | 12636 | BEMS | B | - | ACT | C | H07 | BEMS | VITAL SIGN MONITOR | VITAL SIGN MONITOR | BA | DIALYSIS CENTRE | GF | ISH/BE/02073 | 0 |  | 0 | HOSPITAL | 6800 | 0 | 0 | 0 | 0 | 0 | 0 | 0 | 0 | 0 | 0 | 2026-10-08 | 1900-01-01 | 0 | [8 empty] | DIALYSIS CENTRE |  |  |  | 0 | 0 | [12 empty] | admin | 2024-12-12 14:25 |  | NIHON KOHDEN | SVM-7260 | 01705 |  |  |  | 1 | B | 1 |  | STAR MEDICAL SYSTEM (M) SDN BHD | STAR MEDICAL SYSTEM (M) SDN BHD | STOR 229260 | JAPAN |  | STAR MEDICAL SYSTEM (M) SDN BHD |  |  | 0 | 0 | 0 | 0 |  |  |  |  | 2024-10-09 | KPJ Ipoh Specialist Hospital | 2 | [12 empty] | 2025-10-01 | 2026-04-01 | bar: APR; OCT
793 | H07B100793 | 12636 | BEMS | B | - | ACT | C | H07 | BEMS | VITAL SIGN MONITOR | VITAL SIGN MONITOR | BA | DIALYSIS CENTRE | GF | ISH/BE/02074 | 0 |  | 0 | HOSPITAL | 6800 | 0 | 0 | 0 | 0 | 0 | 0 | 0 | 0 | 0 | 0 | 2026-10-08 | 1900-01-01 | 0 | [8 empty] | DIALYSIS CENTRE |  |  |  | 0 | 0 | [12 empty] | admin | 2024-12-12 14:25 |  | NIHON KOHDEN | SVM-7260 | 01706 |  |  |  | 1 | B | 1 |  | STAR MEDICAL SYSTEM (M) SDN BHD | STAR MEDICAL SYSTEM (M) SDN BHD | STOR 229260 | JAPAN |  | STAR MEDICAL SYSTEM (M) SDN BHD |  |  | 0 | 0 | 0 | 0 |  |  |  |  | 2024-10-09 | KPJ Ipoh Specialist Hospital | 2 | [12 empty] | 2025-10-01 | 2026-04-01 | bar: APR; OCT
794 | H07B100794 | 13460 | BEMS | B | - | ACT | N | H07 | BEMS | WEIGHING SCALES, CHAIR | WEIGHING SCALES, CHAIR | BA | ICU | GF | ISH/BE/02083 | 0 |  | 0 | HOSPITAL | 6500 | 0 | 0 | 0 | 0 | 0 | 0 | 0 | 0 | 0 | 0 | 2029-10-17 | 1900-01-01 | 0 | [8 empty] | DIALYSIS CENTRE |  |  |  | 0 | 0 | [12 empty] | admin | 2024-12-12 14:25 |  | MARSDEN | M-200 | 22401575 | INTENSIVE CARE UNIT SERVICES |  |  | 1 | B | 1 |  | SUP100026 | PRINCIP ENGINEERING | STOR 231305 | UNITED KINGDOM |  | PRINCIP ENGINEERING |  |  | 0 | 0 | 0 | 0 |  |  |  |  | 2024-10-18 | KPJ Ipoh Specialist Hospital | 1 | [12 empty] | 2025-10-01 | 2026-10-01 | bar: OCT
795 | H07B100795 | 11218 | BEMS | B | - | ACT | C | H07 | BEMS | HAEMODIALYSIS MACHINE | HAEMODIALYSIS MACHINE | BA | DIALYSIS CENTRE | GF | ISH/BE/01437 | 0 |  | 0 | HOSPITAL | 36000 | 0 | 0 | 0 | 0 | 0 | 0 | 0 | 0 | 0 | 0 | 2019-06-01 | 1900-01-01 | 8 | [8 empty] | DIALYSIS CENTRE |  |  |  | 0 | 0 | [12 empty] | admin | 2024-12-12 14:25 |  | NIKKISO | DBB-27 | J1510712 |  |  |  | 1 | B | 1 |  | SUP100044 | JKS BIOMEDICAL SDN BHD | STOR 13323 (FA) | JAPAN |  | CYMED SDN BHD |  |  | 0 | 0 | 0 | 0 |  |  |  |  | 2016-06-21 | KPJ Ipoh Specialist Hospital | 3 | [12 empty] | 2025-11-01 | 2026-03-01 | bar: MAR; JUL; NOV
796 | H07B100796 | 11218 | BEMS | B | - | ACT | N | H07 | BEMS | HAEMODIALYSIS MACHINE | HAEMODIALYSIS MACHINE | BA | DIALYSIS CENTRE | GF | ISH/BE/01438 | 0 |  | 0 | HOSPITAL | 36000 | 0 | 0 | 0 | 0 | 0 | 0 | 0 | 0 | 0 | 0 | 2019-06-01 | 1900-01-01 | 8 | [8 empty] | DIALYSIS CENTRE |  |  |  | 0 | 0 | [12 empty] | admin | 2024-12-12 14:25 |  | NIKKISO | DBB-27 | J1512341 |  |  |  | 1 | B | 1 |  | SUP100044 | JKS BIOMEDICAL SDN BHD | STOR 13323 (FA) | JAPAN |  | CYMED SDN BHD |  |  | 0 | 0 | 0 | 0 |  |  |  |  | 2016-06-21 | KPJ Ipoh Specialist Hospital | 3 | [12 empty] | 2025-11-01 | 2026-03-01 | bar: MAR; JUL; NOV
797 | H07B100797 | 11218 | BEMS | B | - | ACT | C | H07 | BEMS | HAEMODIALYSIS MACHINE | HAEMODIALYSIS MACHINE | BA | DIALYSIS CENTRE | GF | ISH/BE/01439 | 0 |  | 0 | HOSPITAL | 36000 | 0 | 0 | 0 | 0 | 0 | 0 | 0 | 0 | 0 | 0 | 2019-06-01 | 1900-01-01 | 8 | [8 empty] | DIALYSIS CENTRE |  |  |  | 0 | 0 | [12 empty] | admin | 2024-12-12 14:25 |  | NIKKISO | DBB-27 | J1603111 |  |  |  | 1 | B | 1 |  | SUP100044 | JKS BIOMEDICAL SDN BHD | STOR 13323 (FA) | JAPAN |  | CYMED SDN BHD |  |  | 0 | 0 | 0 | 0 |  |  |  |  | 2016-06-21 | KPJ Ipoh Specialist Hospital | 3 | [12 empty] | 2025-11-01 | 2026-03-01 | bar: MAR; JUL; NOV
798 | H07B100798 | 11218 | BEMS | B | - | ACT | C | H07 | BEMS | HAEMODIALYSIS MACHINE | HAEMODIALYSIS MACHINE | BA | DIALYSIS CENTRE | GF | ISH/BE/01440 | 0 |  | 0 | HOSPITAL | 36000 | 0 | 0 | 0 | 0 | 0 | 0 | 0 | 0 | 0 | 0 | 2019-06-01 | 1900-01-01 | 8 | [8 empty] | DIALYSIS CENTRE |  |  |  | 0 | 0 | [12 empty] | admin | 2024-12-12 14:25 |  | NIKKISO | DBB-27 | J1509724 |  |  |  | 1 | B | 1 |  | SUP100044 | JKS BIOMEDICAL SDN BHD | STOR 13323 (FA) | JAPAN |  | CYMED SDN BHD |  |  | 0 | 0 | 0 | 0 |  |  |  |  | 2016-06-21 | KPJ Ipoh Specialist Hospital | 3 | [12 empty] | 2025-11-01 | 2026-03-01 | bar: MAR; JUL; NOV
799 | H07B100799 | 11218 | BEMS | B | - | ACT | C | H07 | BEMS | HAEMODIALYSIS MACHINE | HAEMODIALYSIS MACHINE | BA | DIALYSIS CENTRE | GF | ISH/BE/01441 | 0 |  | 0 | HOSPITAL | 36000 | 0 | 0 | 0 | 0 | 0 | 0 | 0 | 0 | 0 | 0 | 2019-06-01 | 1900-01-01 | 8 | [8 empty] | DIALYSIS CENTRE |  |  |  | 0 | 0 | [12 empty] | admin | 2024-12-12 14:25 |  | NIKKISO | DBB-27 | J1509889 |  |  |  | 1 | B | 1 |  | SUP100044 | JKS BIOMEDICAL SDN BHD | STOR 13323 (FA) | JAPAN |  | CYMED SDN BHD |  |  | 0 | 0 | 0 | 0 |  |  |  |  | 2016-06-21 | KPJ Ipoh Specialist Hospital | 3 | [12 empty] | 2025-11-01 | 2026-03-01 | bar: MAR; JUL; NOV
800 | H07B100800 | 11218 | BEMS | B | - | ACT | C | H07 | BEMS | HAEMODIALYSIS MACHINE | HAEMODIALYSIS MACHINE | BA | DIALYSIS CENTRE | GF | ISH/BE/01442 | 0 |  | 0 | HOSPITAL | 36000 | 0 | 0 | 0 | 0 | 0 | 0 | 0 | 0 | 0 | 0 | 2019-06-01 | 1900-01-01 | 8 | [8 empty] | DIALYSIS CENTRE |  |  |  | 0 | 0 | [12 empty] | admin | 2024-12-12 14:25 |  | NIKKISO | DBB-27 | J1509887 |  |  |  | 1 | B | 1 |  | SUP100044 | JKS BIOMEDICAL SDN BHD | STOR 13323 (FA) | JAPAN |  | CYMED SDN BHD |  |  | 0 | 0 | 0 | 0 |  |  |  |  | 2016-06-21 | KPJ Ipoh Specialist Hospital | 3 | [12 empty] | 2025-11-01 | 2026-03-01 | bar: MAR; JUL; NOV
801 | H07B100801 | 11218 | BEMS | B | - | ACT | C | H07 | BEMS | HAEMODIALYSIS MACHINE | HAEMODIALYSIS MACHINE | BA | DIALYSIS CENTRE | GF | ISH/BE/01443 | 0 |  | 0 | HOSPITAL | 36000 | 0 | 0 | 0 | 0 | 0 | 0 | 0 | 0 | 0 | 0 | 2019-06-01 | 1900-01-01 | 8 | [8 empty] | DIALYSIS CENTRE |  |  |  | 0 | 0 | [12 empty] | admin | 2024-12-12 14:25 |  | NIKKISO | DBB-27 | J1509727 |  |  |  | 1 | B | 1 |  | SUP100044 | JKS BIOMEDICAL SDN BHD | STOR 13323 (FA) | JAPAN |  | CYMED SDN BHD |  |  | 0 | 0 | 0 | 0 |  |  |  |  | 2016-06-21 | KPJ Ipoh Specialist Hospital | 3 | [12 empty] | 2025-11-01 | 2026-03-01 | bar: MAR; JUL; NOV
802 | H07B100802 | 11218 | BEMS | B | - | ACT | C | H07 | BEMS | HAEMODIALYSIS MACHINE | HAEMODIALYSIS MACHINE | BA | DIALYSIS CENTRE | GF | ISH/BE/01444 | 0 |  | 0 | HOSPITAL | 36000 | 0 | 0 | 0 | 0 | 0 | 0 | 0 | 0 | 0 | 0 | 2019-06-01 | 1900-01-01 | 8 | [8 empty] | DIALYSIS CENTRE |  |  |  | 0 | 0 | [12 empty] | admin | 2024-12-12 14:25 |  | NIKKISO | DBB-27 | J1512338 |  |  |  | 1 | B | 1 |  | SUP100044 | JKS BIOMEDICAL SDN BHD | STOR 13323 (FA) | JAPAN |  | CYMED SDN BHD |  |  | 0 | 0 | 0 | 0 |  |  |  |  | 2016-06-21 | KPJ Ipoh Specialist Hospital | 3 | [12 empty] | 2025-11-01 | 2026-03-01 | bar: MAR; JUL; NOV
803 | H07B100803 | 11218 | BEMS | B | - | ACT | C | H07 | BEMS | HAEMODIALYSIS MACHINE | HAEMODIALYSIS MACHINE | BA | DIALYSIS CENTRE | GF | ISH/BE/01445 | 0 |  | 0 | HOSPITAL | 36000 | 0 | 0 | 0 | 0 | 0 | 0 | 0 | 0 | 0 | 0 | 2019-06-01 | 1900-01-01 | 8 | [8 empty] | DIALYSIS CENTRE |  |  |  | 0 | 0 | [12 empty] | admin | 2024-12-12 14:25 |  | NIKKISO | DBB-27 | J1512340 |  |  |  | 1 | B | 1 |  | SUP100044 | JKS BIOMEDICAL SDN BHD | STOR 13323 (FA) | JAPAN |  | CYMED SDN BHD |  |  | 0 | 0 | 0 | 0 |  |  |  |  | 2016-06-21 | KPJ Ipoh Specialist Hospital | 3 | [12 empty] | 2025-11-01 | 2026-03-01 | bar: MAR; JUL; NOV
804 | H07B100804 | 11218 | BEMS | B | - | ACT | C | H07 | BEMS | HAEMODIALYSIS MACHINE | HAEMODIALYSIS MACHINE | BA | DIALYSIS CENTRE | GF | ISH/BE/01446 | 0 |  | 0 | HOSPITAL | 36000 | 0 | 0 | 0 | 0 | 0 | 0 | 0 | 0 | 0 | 0 | 2019-06-01 | 1900-01-01 | 8 | [8 empty] | DIALYSIS CENTRE |  |  |  | 0 | 0 | [12 empty] | admin | 2024-12-12 14:25 |  | NIKKISO | DBB-27 | J1512339 |  |  |  | 1 | B | 1 |  | SUP100044 | JKS BIOMEDICAL SDN BHD | STOR 13323 (FA) | JAPAN |  | CYMED SDN BHD |  |  | 0 | 0 | 0 | 0 |  |  |  |  | 2016-06-21 | KPJ Ipoh Specialist Hospital | 3 | [12 empty] | 2025-11-01 | 2026-03-01 | bar: MAR; JUL; NOV
805 | H07B100805 | 11218 | BEMS | B | - | ACT | C | H07 | BEMS | HAEMODIALYSIS MACHINE | HAEMODIALYSIS MACHINE | BA | DIALYSIS CENTRE | GF | ISH/BE/01447 | 0 |  | 0 | HOSPITAL | 36000 | 0 | 0 | 0 | 0 | 0 | 0 | 0 | 0 | 0 | 0 | 2019-06-01 | 1900-01-01 | 8 | [8 empty] | DIALYSIS CENTRE |  |  |  | 0 | 0 | [12 empty] | admin | 2024-12-12 14:25 |  | NIKKISO | DBB-27 | J1509191 |  |  |  | 1 | B | 1 |  | SUP100044 | JKS BIOMEDICAL SDN BHD | STOR 13323 (FA) | JAPAN |  | CYMED SDN BHD |  |  | 0 | 0 | 0 | 0 |  |  |  |  | 2016-06-21 | KPJ Ipoh Specialist Hospital | 3 | [12 empty] | 2025-11-01 | 2026-03-01 | bar: MAR; JUL; NOV
806 | H07B100806 | 11218 | BEMS | B | - | ACT | C | H07 | BEMS | HAEMODIALYSIS MACHINE | HAEMODIALYSIS MACHINE | BA | DIALYSIS CENTRE | GF | ISH/BE/01448 | 0 |  | 0 | HOSPITAL | 36000 | 0 | 0 | 0 | 0 | 0 | 0 | 0 | 0 | 0 | 0 | 2019-06-01 | 1900-01-01 | 8 | [8 empty] | DIALYSIS CENTRE |  |  |  | 0 | 0 | [12 empty] | admin | 2024-12-12 14:25 |  | NIKKISO | DBB-27 | J1512300 |  |  |  | 1 | B | 1 |  | SUP100044 | JKS BIOMEDICAL SDN BHD | STOR 13323 (FA) | JAPAN |  | CYMED SDN BHD |  |  | 0 | 0 | 0 | 0 |  |  |  |  | 2016-06-21 | KPJ Ipoh Specialist Hospital | 3 | [12 empty] | 2025-11-01 | 2026-03-01 | bar: MAR; JUL; NOV
807 | H07B100807 | 11218 | BEMS | B | - | ACT | C | H07 | BEMS | HAEMODIALYSIS MACHINE | HAEMODIALYSIS MACHINE | BA | DIALYSIS CENTRE | GF | ISH/BE/01449 | 0 |  | 0 | HOSPITAL | 36000 | 0 | 0 | 0 | 0 | 0 | 0 | 0 | 0 | 0 | 0 | 2019-06-01 | 1900-01-01 | 8 | [8 empty] | DIALYSIS CENTRE |  |  |  | 0 | 0 | [12 empty] | admin | 2024-12-12 14:25 |  | NIKKISO | DBB-27 | J1509498 |  |  |  | 1 | B | 1 |  | SUP100044 | JKS BIOMEDICAL SDN BHD | STOR 13323 (FA) | JAPAN |  | CYMED SDN BHD |  |  | 0 | 0 | 0 | 0 |  |  |  |  | 2016-06-21 | KPJ Ipoh Specialist Hospital | 3 | [12 empty] | 2025-11-01 | 2026-03-01 | bar: MAR; JUL; NOV
808 | H07B100808 | 11218 | BEMS | B | - | ACT | C | H07 | BEMS | HAEMODIALYSIS MACHINE | HAEMODIALYSIS MACHINE | BA | DIALYSIS CENTRE | GF | ISH/BE/01450 | 0 |  | 0 | HOSPITAL | 36000 | 0 | 0 | 0 | 0 | 0 | 0 | 0 | 0 | 0 | 0 | 2019-06-01 | 1900-01-01 | 8 | [8 empty] | DIALYSIS CENTRE |  |  |  | 0 | 0 | [12 empty] | admin | 2024-12-12 14:25 |  | NIKKISO | DBB-27 | J1510709 |  |  |  | 1 | B | 1 |  | SUP100044 | JKS BIOMEDICAL SDN BHD | STOR 13323 (FA) | JAPAN |  | CYMED SDN BHD |  |  | 0 | 0 | 0 | 0 |  |  |  |  | 2016-06-21 | KPJ Ipoh Specialist Hospital | 3 | [12 empty] | 2025-11-01 | 2026-03-01 | bar: MAR; JUL; NOV
809 | H07B100809 | 11218 | BEMS | B | - | ACT | C | H07 | BEMS | HAEMODIALYSIS MACHINE | HAEMODIALYSIS MACHINE | BA | DIALYSIS CENTRE | GF | ISH/BE/01451 | 0 |  | 0 | HOSPITAL | 36000 | 0 | 0 | 0 | 0 | 0 | 0 | 0 | 0 | 0 | 0 | 2019-06-01 | 1900-01-01 | 8 | [8 empty] | DIALYSIS CENTRE |  |  |  | 0 | 0 | [12 empty] | admin | 2024-12-12 14:25 |  | NIKKISO | DBB-27 | J1603110 |  |  |  | 1 | B | 1 |  | SUP100044 | JKS BIOMEDICAL SDN BHD | STOR 13323 (FA) | JAPAN |  | CYMED SDN BHD |  |  | 0 | 0 | 0 | 0 |  |  |  |  | 2016-06-21 | KPJ Ipoh Specialist Hospital | 3 | [12 empty] | 2025-11-01 | 2026-03-01 | bar: MAR; JUL; NOV
810 | H07B100810 | 11218 | BEMS | B | - | ACT | C | H07 | BEMS | HAEMODIALYSIS MACHINE | HAEMODIALYSIS MACHINE | BA | DIALYSIS CENTRE | GF | ISH/BE/01452 | 0 |  | 0 | HOSPITAL | 36000 | 0 | 0 | 0 | 0 | 0 | 0 | 0 | 0 | 0 | 0 | 2019-08-01 | 1900-01-01 | 8 | [8 empty] | DIALYSIS CENTRE |  |  |  | 0 | 0 | [12 empty] | admin | 2024-12-12 14:25 |  | NIKKISO | DBB-27 | J1604740 |  |  |  | 1 | B | 1 |  | SUP100044 | JKS BIOMEDICAL SDN BHD | STOR 13323 (FA) | JAPAN |  | CYMED SDN BHD |  |  | 0 | 0 | 0 | 0 |  |  |  |  | 2016-08-15 | KPJ Ipoh Specialist Hospital | 3 | [12 empty] | 2025-12-01 | 2026-04-01 | bar: APR; AUG; DEC
811 | H07B100811 | 11218 | BEMS | B | - | ACT | C | H07 | BEMS | HAEMODIALYSIS MACHINE | HAEMODIALYSIS MACHINE | BA | DIALYSIS CENTRE | GF | ISH/BE/01453 | 0 |  | 0 | HOSPITAL | 36000 | 0 | 0 | 0 | 0 | 0 | 0 | 0 | 0 | 0 | 0 | 2019-08-01 | 1900-01-01 | 8 | [8 empty] | DIALYSIS CENTRE |  |  |  | 0 | 0 | [12 empty] | admin | 2024-12-12 14:25 |  | NIKKISO | DBB-27 | J1604741 |  |  |  | 1 | B | 1 |  | SUP100044 | JKS BIOMEDICAL SDN BHD | STOR 13323 (FA) | JAPAN |  | CYMED SDN BHD |  |  | 0 | 0 | 0 | 0 |  |  |  |  | 2016-08-15 | KPJ Ipoh Specialist Hospital | 3 | [12 empty] | 2025-12-01 | 2026-04-01 | bar: APR; AUG; DEC
812 | H07B100812 | 11218 | BEMS | B | - | ACT | C | H07 | BEMS | HAEMODIALYSIS MACHINE | HAEMODIALYSIS MACHINE | BA | DIALYSIS CENTRE | GF | ISH/BE/01454 | 0 |  | 0 | HOSPITAL | 36000 | 0 | 0 | 0 | 0 | 0 | 0 | 0 | 0 | 0 | 0 | 2019-08-01 | 1900-01-01 | 8 | [8 empty] | DIALYSIS CENTRE |  |  |  | 0 | 0 | [12 empty] | admin | 2024-12-12 14:25 |  | NIKKISO | DBB-27 | J1604742 |  |  |  | 1 | B | 1 |  | SUP100044 | JKS BIOMEDICAL SDN BHD | STOR 13323 (FA) | JAPAN |  | CYMED SDN BHD |  |  | 0 | 0 | 0 | 0 |  |  |  |  | 2016-08-15 | KPJ Ipoh Specialist Hospital | 3 | [12 empty] | 2025-12-01 | 2026-04-01 | bar: APR; AUG; DEC
813 | H07B100813 | 11218 | BEMS | B | - | ACT | C | H07 | BEMS | HAEMODIALYSIS MACHINE | HAEMODIALYSIS MACHINE | BA | DIALYSIS CENTRE | GF | ISH/BE/01455 | 0 |  | 0 | HOSPITAL | 36000 | 0 | 0 | 0 | 0 | 0 | 0 | 0 | 0 | 0 | 0 | 2019-08-01 | 1900-01-01 | 8 | [8 empty] | DIALYSIS CENTRE |  |  |  | 0 | 0 | [12 empty] | admin | 2024-12-12 14:25 |  | NIKKISO | DBB-27 | J1604743 |  |  |  | 1 | B | 1 |  | SUP100044 | JKS BIOMEDICAL SDN BHD | STOR 13323 (FA) | JAPAN |  | CYMED SDN BHD |  |  | 0 | 0 | 0 | 0 |  |  |  |  | 2016-08-15 | KPJ Ipoh Specialist Hospital | 3 | [12 empty] | 2025-12-01 | 2026-04-01 | bar: APR; AUG; DEC
814 | H07B100814 | 11218 | BEMS | B | - | ACT | C | H07 | BEMS | HAEMODIALYSIS MACHINE | HAEMODIALYSIS MACHINE | BA | DIALYSIS CENTRE | GF | ISH/BE/01456 | 0 |  | 0 | HOSPITAL | 36000 | 0 | 0 | 0 | 0 | 0 | 0 | 0 | 0 | 0 | 0 | 2019-08-01 | 1900-01-01 | 8 | [8 empty] | DIALYSIS CENTRE |  |  |  | 0 | 0 | [12 empty] | admin | 2024-12-12 14:25 |  | NIKKISO | DBB-27 | J1604744 |  |  |  | 1 | B | 1 |  | SUP100044 | JKS BIOMEDICAL SDN BHD | STOR 13323 (FA) | JAPAN |  | CYMED SDN BHD |  |  | 0 | 0 | 0 | 0 |  |  |  |  | 2016-08-15 | KPJ Ipoh Specialist Hospital | 3 | [12 empty] | 2025-12-01 | 2026-04-01 | bar: APR; AUG; DEC
815 | H07B100815 | 11218 | BEMS | B | - | ACT | C | H07 | BEMS | HAEMODIALYSIS MACHINE | HAEMODIALYSIS MACHINE | BA | DIALYSIS CENTRE | GF | ISH/BE/01457 | 0 |  | 0 | HOSPITAL | 36000 | 0 | 0 | 0 | 0 | 0 | 0 | 0 | 0 | 0 | 0 | 2019-08-01 | 1900-01-01 | 8 | [8 empty] | DIALYSIS CENTRE |  |  |  | 0 | 0 | [12 empty] | admin | 2024-12-12 14:25 |  | NIKKISO | DBB-27 | J1604823 |  |  |  | 1 | B | 1 |  | SUP100044 | JKS BIOMEDICAL SDN BHD | STOR 13323 (FA) | JAPAN |  | CYMED SDN BHD |  |  | 0 | 0 | 0 | 0 |  |  |  |  | 2016-08-15 | KPJ Ipoh Specialist Hospital | 3 | [12 empty] | 2025-12-01 | 2026-04-01 | bar: APR; AUG; DEC
816 | H07B100816 | 11218 | BEMS | B | - | ACT | C | H07 | BEMS | HAEMODIALYSIS MACHINE | HAEMODIALYSIS MACHINE | BA | DIALYSIS CENTRE | GF | ISH/BE/01458 | 0 |  | 0 | HOSPITAL | 36000 | 0 | 0 | 0 | 0 | 0 | 0 | 0 | 0 | 0 | 0 | 2019-08-01 | 1900-01-01 | 8 | [8 empty] | DIALYSIS CENTRE |  |  |  | 0 | 0 | [12 empty] | admin | 2024-12-12 14:25 |  | NIKKISO | DBB-27 | J1604824 |  |  |  | 1 | B | 1 |  | SUP100044 | JKS BIOMEDICAL SDN BHD | STOR 13323 (FA) | JAPAN |  | CYMED SDN BHD |  |  | 0 | 0 | 0 | 0 |  |  |  |  | 2016-08-15 | KPJ Ipoh Specialist Hospital | 3 | [12 empty] | 2025-12-01 | 2026-04-01 | bar: APR; AUG; DEC
817 | H07B100817 | 11218 | BEMS | B | - | ACT | C | H07 | BEMS | HAEMODIALYSIS MACHINE | HAEMODIALYSIS MACHINE | BA | DIALYSIS CENTRE | GF | ISH/BE/01459 | 0 |  | 0 | HOSPITAL | 36000 | 0 | 0 | 0 | 0 | 0 | 0 | 0 | 0 | 0 | 0 | 2019-08-01 | 1900-01-01 | 8 | [8 empty] | DIALYSIS CENTRE |  |  |  | 0 | 0 | [12 empty] | admin | 2024-12-12 14:25 |  | NIKKISO | DBB-27 | J1604825 |  |  |  | 1 | B | 1 |  | SUP100044 | JKS BIOMEDICAL SDN BHD | STOR 13323 (FA) | JAPAN |  | CYMED SDN BHD |  |  | 0 | 0 | 0 | 0 |  |  |  |  | 2016-08-15 | KPJ Ipoh Specialist Hospital | 3 | [12 empty] | 2025-12-01 | 2026-04-01 | bar: APR; AUG; DEC
818 | H07B100818 | 11218 | BEMS | B | - | ACT | C | H07 | BEMS | HAEMODIALYSIS MACHINE | HAEMODIALYSIS MACHINE | BA | DIALYSIS CENTRE | GF | ISH/BE/01460 | 0 |  | 0 | HOSPITAL | 36000 | 0 | 0 | 0 | 0 | 0 | 0 | 0 | 0 | 0 | 0 | 2019-08-01 | 1900-01-01 | 8 | [8 empty] | DIALYSIS CENTRE |  |  |  | 0 | 0 | [12 empty] | admin | 2024-12-12 14:25 |  | NIKKISO | DBB-27 | J1604826 |  |  |  | 1 | B | 1 |  | SUP100044 | JKS BIOMEDICAL SDN BHD | STOR 13323 (FA) | JAPAN |  | CYMED SDN BHD |  |  | 0 | 0 | 0 | 0 |  |  |  |  | 2016-08-15 | KPJ Ipoh Specialist Hospital | 3 | [12 empty] | 2025-12-01 | 2026-04-01 | bar: APR; AUG; DEC
819 | H07B100819 | 11218 | BEMS | B | - | ACT | C | H07 | BEMS | HAEMODIALYSIS MACHINE | HAEMODIALYSIS MACHINE | BA | DIALYSIS CENTRE | GF | ISH/BE/01461 | 0 |  | 0 | HOSPITAL | 36000 | 0 | 0 | 0 | 0 | 0 | 0 | 0 | 0 | 0 | 0 | 2019-08-01 | 1900-01-01 | 8 | [8 empty] | DIALYSIS CENTRE |  |  |  | 0 | 0 | [12 empty] | admin | 2024-12-12 14:25 |  | NIKKISO | DBB-27 | J1604827 |  |  |  | 1 | B | 1 |  | SUP100044 | JKS BIOMEDICAL SDN BHD | STOR 13323 (FA) | JAPAN |  | CYMED SDN BHD |  |  | 0 | 0 | 0 | 0 |  |  |  |  | 2016-08-15 | KPJ Ipoh Specialist Hospital | 3 | [12 empty] | 2025-12-01 | 2026-04-01 | bar: APR; AUG; DEC
820 | H07B100820 | 11218 | BEMS | B | - | ACT | C | H07 | BEMS | HAEMODIALYSIS MACHINE | HAEMODIALYSIS MACHINE | BA | DIALYSIS CENTRE | GF | ISH/BE/01462 | 0 |  | 0 | HOSPITAL | 36000 | 0 | 0 | 0 | 0 | 0 | 0 | 0 | 0 | 0 | 0 | 2019-08-01 | 1900-01-01 | 8 | [8 empty] | DIALYSIS CENTRE |  |  |  | 0 | 0 | [12 empty] | admin | 2024-12-12 14:25 |  | NIKKISO | DBB-27 | J1604876 |  |  |  | 1 | B | 1 |  | SUP100044 | JKS BIOMEDICAL SDN BHD | STOR 13323 (FA) | JAPAN |  | CYMED SDN BHD |  |  | 0 | 0 | 0 | 0 |  |  |  |  | 2016-08-15 | KPJ Ipoh Specialist Hospital | 3 | [12 empty] | 2025-12-01 | 2026-04-01 | bar: APR; AUG; DEC
821 | H07B100821 | 11218 | BEMS | B | - | ACT | C | H07 | BEMS | HAEMODIALYSIS MACHINE | HAEMODIALYSIS MACHINE | BA | DIALYSIS CENTRE | GF | ISH/BE/01463 | 0 |  | 0 | HOSPITAL | 36000 | 0 | 0 | 0 | 0 | 0 | 0 | 0 | 0 | 0 | 0 | 2019-08-01 | 1900-01-01 | 8 | [8 empty] | DIALYSIS CENTRE |  |  |  | 0 | 0 | [12 empty] | admin | 2024-12-12 14:25 |  | NIKKISO | DBB-27 | J1604877 |  |  |  | 1 | B | 1 |  | SUP100044 | JKS BIOMEDICAL SDN BHD | STOR 13323 (FA) | JAPAN |  | CYMED SDN BHD |  |  | 0 | 0 | 0 | 0 |  |  |  |  | 2016-08-15 | KPJ Ipoh Specialist Hospital | 3 | [12 empty] | 2025-12-01 | 2026-04-01 | bar: APR; AUG; DEC
822 | H07B100822 | 11218 | BEMS | B | - | ACT | C | H07 | BEMS | HAEMODIALYSIS MACHINE | HAEMODIALYSIS MACHINE | BA | DIALYSIS CENTRE | GF | ISH/BE/01464 | 0 |  | 0 | HOSPITAL | 36000 | 0 | 0 | 0 | 0 | 0 | 0 | 0 | 0 | 0 | 0 | 2019-08-01 | 1900-01-01 | 8 | [8 empty] | DIALYSIS CENTRE |  |  |  | 0 | 0 | [12 empty] | admin | 2024-12-12 14:25 |  | NIKKISO | DBB-27 | J1604878 |  |  |  | 1 | B | 1 |  | SUP100044 | JKS BIOMEDICAL SDN BHD | STOR 13323 (FA) | JAPAN |  | CYMED SDN BHD |  |  | 0 | 0 | 0 | 0 |  |  |  |  | 2016-08-15 | KPJ Ipoh Specialist Hospital | 3 | [12 empty] | 2025-12-01 | 2026-04-01 | bar: APR; AUG; DEC
823 | H07B100823 | 11218 | BEMS | B | - | ACT | C | H07 | BEMS | HAEMODIALYSIS MACHINE | HAEMODIALYSIS MACHINE | BA | DIALYSIS CENTRE | GF | ISH/BE/01465 | 0 |  | 0 | HOSPITAL | 36000 | 0 | 0 | 0 | 0 | 0 | 0 | 0 | 0 | 0 | 0 | 2019-08-01 | 1900-01-01 | 8 | [8 empty] | DIALYSIS CENTRE |  |  |  | 0 | 0 | [12 empty] | admin | 2024-12-12 14:25 |  | NIKKISO | DBB-27 | J1604879 |  |  |  | 1 | B | 1 |  | SUP100044 | JKS BIOMEDICAL SDN BHD | STOR 13323 (FA) | JAPAN |  | CYMED SDN BHD |  |  | 0 | 0 | 0 | 0 |  |  |  |  | 2016-08-15 | KPJ Ipoh Specialist Hospital | 3 | [12 empty] | 2025-12-01 | 2026-04-01 | bar: APR; AUG; DEC
824 | H07B100824 | 11218 | BEMS | B | - | ACT | C | H07 | BEMS | HAEMODIALYSIS MACHINE | HAEMODIALYSIS MACHINE | BA | DIALYSIS CENTRE | GF | ISH/BE/01466 | 0 |  | 0 | HOSPITAL | 36000 | 0 | 0 | 0 | 0 | 0 | 0 | 0 | 0 | 0 | 0 | 2019-08-01 | 1900-01-01 | 8 | [8 empty] | DIALYSIS CENTRE |  |  |  | 0 | 0 | [12 empty] | admin | 2024-12-12 14:25 |  | NIKKISO | DBB-27 | J1604880 |  |  |  | 1 | B | 1 |  | SUP100044 | JKS BIOMEDICAL SDN BHD | STOR 13323 (FA) | JAPAN |  | CYMED SDN BHD |  |  | 0 | 0 | 0 | 0 |  |  |  |  | 2016-08-15 | KPJ Ipoh Specialist Hospital | 3 | [12 empty] | 2025-12-01 | 2026-04-01 | bar: APR; AUG; DEC
825 | H07B100825 | 11218 | BEMS | B | - | ACT | C | H07 | BEMS | HAEMODIALYSIS MACHINE | HAEMODIALYSIS MACHINE | BA | DIALYSIS CENTRE | GF | ISH/BE/01467 | 0 |  | 0 | HOSPITAL | 36000 | 0 | 0 | 0 | 0 | 0 | 0 | 0 | 0 | 0 | 0 | 2019-08-01 | 1900-01-01 | 8 | [8 empty] | DIALYSIS CENTRE |  |  |  | 0 | 0 | [12 empty] | admin | 2024-12-12 14:25 |  | NIKKISO | DBB-27 | J1605204 |  |  |  | 1 | B | 1 |  | SUP100044 | JKS BIOMEDICAL SDN BHD | STOR 13323 (FA) | JAPAN |  | CYMED SDN BHD |  |  | 0 | 0 | 0 | 0 |  |  |  |  | 2016-08-15 | KPJ Ipoh Specialist Hospital | 3 | [12 empty] | 2025-12-01 | 2026-04-01 | bar: APR; AUG; DEC
826 | H07B100826 | 11218 | BEMS | B | - | ACT | C | H07 | BEMS | HAEMODIALYSIS MACHINE | HAEMODIALYSIS MACHINE | BA | DIALYSIS CENTRE | GF | ISH/BE/01468 | 0 |  | 0 | HOSPITAL | 36000 | 0 | 0 | 0 | 0 | 0 | 0 | 0 | 0 | 0 | 0 | 2019-08-01 | 1900-01-01 | 8 | [8 empty] | DIALYSIS CENTRE |  |  |  | 0 | 0 | [12 empty] | admin | 2024-12-12 14:25 |  | NIKKISO | DBB-27 | J1605205 |  |  |  | 1 | B | 1 |  | SUP100044 | JKS BIOMEDICAL SDN BHD | STOR 13323 (FA) | JAPAN |  | CYMED SDN BHD |  |  | 0 | 0 | 0 | 0 |  |  |  |  | 2016-08-15 | KPJ Ipoh Specialist Hospital | 3 | [12 empty] | 2025-12-01 | 2026-04-01 | bar: APR; AUG; DEC
827 | H07B100827 | 11218 | BEMS | B | - | ACT | C | H07 | BEMS | HAEMODIALYSIS MACHINE | HAEMODIALYSIS MACHINE | BA | DIALYSIS CENTRE | GF | ISH/BE/01469 | 0 |  | 0 | HOSPITAL | 36000 | 0 | 0 | 0 | 0 | 0 | 0 | 0 | 0 | 0 | 0 | 2019-08-01 | 1900-01-01 | 8 | [8 empty] | DIALYSIS CENTRE |  |  |  | 0 | 0 | [12 empty] | admin | 2024-12-12 14:25 |  | NIKKISO | DBB-27 | J1605206 |  |  |  | 1 | B | 1 |  | SUP100044 | JKS BIOMEDICAL SDN BHD | STOR 13323 (FA) | JAPAN |  | CYMED SDN BHD |  |  | 0 | 0 | 0 | 0 |  |  |  |  | 2016-08-15 | KPJ Ipoh Specialist Hospital | 3 | [12 empty] | 2025-12-01 | 2026-04-01 | bar: APR; AUG; DEC
828 | H07B100828 | 11218 | BEMS | B | - | ACT | N | H07 | BEMS | HAEMODIALYSIS MACHINE | HAEMODIALYSIS MACHINE | BA | DIALYSIS CENTRE | GF | ISH/BE/01470 | 0 |  | 0 | HOSPITAL | 36000 | 0 | 0 | 0 | 0 | 0 | 0 | 0 | 0 | 0 | 0 | 2019-09-01 | 1900-01-01 | 8 | [8 empty] | DIALYSIS CENTRE |  |  |  | 0 | 0 | [12 empty] | admin | 2024-12-12 14:25 |  | NIKKISO | DBB-27 | J1605266 |  |  |  | 1 | B | 1 |  | SUP100044 | JKS BIOMEDICAL SDN BHD | STOR 13323 (FA) | JAPAN |  | CYMED SDN BHD |  |  | 0 | 0 | 0 | 0 |  |  |  |  | 2016-09-07 | KPJ Ipoh Specialist Hospital | 3 | [12 empty] | 2025-10-01 | 2026-02-01 | bar: FEB; JUN; OCT
829 | H07B100829 | 11218 | BEMS | B | - | ACT | C | H07 | BEMS | HAEMODIALYSIS MACHINE | HAEMODIALYSIS MACHINE | BA | DIALYSIS CENTRE | GF | ISH/BE/01471 | 0 |  | 0 | HOSPITAL | 36000 | 0 | 0 | 0 | 0 | 0 | 0 | 0 | 0 | 0 | 0 | 2019-09-01 | 1900-01-01 | 8 | [8 empty] | DIALYSIS CENTRE |  |  |  | 0 | 0 | [12 empty] | admin | 2024-12-12 14:25 |  | NIKKISO | DBB-27 | J1605399 |  |  |  | 1 | B | 1 |  | SUP100044 | JKS BIOMEDICAL SDN BHD | STOR 13323 (FA) | JAPAN |  | CYMED SDN BHD |  |  | 0 | 0 | 0 | 0 |  |  |  |  | 2016-09-07 | KPJ Ipoh Specialist Hospital | 3 | [12 empty] | 2025-10-01 | 2026-02-01 | bar: FEB; JUN; OCT
830 | H07B100830 | 11218 | BEMS | B | - | ACT | C | H07 | BEMS | HAEMODIALYSIS MACHINE | HAEMODIALYSIS MACHINE | BA | DIALYSIS CENTRE | GF | ISH/BE/01472 | 0 |  | 0 | HOSPITAL | 36000 | 0 | 0 | 0 | 0 | 0 | 0 | 0 | 0 | 0 | 0 | 2019-09-01 | 1900-01-01 | 8 | [8 empty] | DIALYSIS CENTRE |  |  |  | 0 | 0 | [12 empty] | admin | 2024-12-12 14:25 |  | NIKKISO | DBB-27 | J1605401 |  |  |  | 1 | B | 1 |  | SUP100044 | JKS BIOMEDICAL SDN BHD | STOR 13323 (FA) | JAPAN |  | CYMED SDN BHD |  |  | 0 | 0 | 0 | 0 |  |  |  |  | 2016-09-07 | KPJ Ipoh Specialist Hospital | 3 | [12 empty] | 2025-10-01 | 2026-02-01 | bar: FEB; JUN; OCT
831 | H07B100831 | 11218 | BEMS | B | - | ACT | C | H07 | BEMS | HAEMODIALYSIS MACHINE | HAEMODIALYSIS MACHINE | BA | DIALYSIS CENTRE | GF | ISH/BE/01473 | 0 |  | 0 | HOSPITAL | 36000 | 0 | 0 | 0 | 0 | 0 | 0 | 0 | 0 | 0 | 0 | 2019-09-01 | 1900-01-01 | 8 | [8 empty] | DIALYSIS CENTRE |  |  |  | 0 | 0 | [12 empty] | admin | 2024-12-12 14:25 |  | NIKKISO | DBB-27 | J1205267 |  |  |  | 1 | B | 1 |  | SUP100044 | JKS BIOMEDICAL SDN BHD | STOR 13323 (FA) | JAPAN |  | CYMED SDN BHD |  |  | 0 | 0 | 0 | 0 |  |  |  |  | 2016-09-07 | KPJ Ipoh Specialist Hospital | 3 | [12 empty] | 2025-10-01 | 2026-02-01 | bar: FEB; JUN; OCT
832 | H07B100832 | 11218 | BEMS | B | - | ACT | C | H07 | BEMS | HAEMODIALYSIS MACHINE | HAEMODIALYSIS MACHINE | BA | DIALYSIS CENTRE | GF | ISH/BE/01474 | 0 |  | 0 | HOSPITAL | 36000 | 0 | 0 | 0 | 0 | 0 | 0 | 0 | 0 | 0 | 0 | 2019-09-01 | 1900-01-01 | 8 | [8 empty] | DIALYSIS CENTRE |  |  |  | 0 | 0 | [12 empty] | admin | 2024-12-12 14:25 |  | NIKKISO | DBB-27 | J1605400 |  |  |  | 1 | B | 1 |  | SUP100044 | JKS BIOMEDICAL SDN BHD | STOR 13323 (FA) | JAPAN |  | CYMED SDN BHD |  |  | 0 | 0 | 0 | 0 |  |  |  |  | 2016-09-07 | KPJ Ipoh Specialist Hospital | 3 | [12 empty] | 2025-10-01 | 2026-02-01 | bar: FEB; JUN; OCT
833 | H07B100833 | 11218 | BEMS | B | - | ACT | C | H07 | BEMS | HAEMODIALYSIS MACHINE | HAEMODIALYSIS MACHINE | BA | DIALYSIS CENTRE | GF | ISH/BE/01475 | 0 |  | 0 | HOSPITAL | 36000 | 0 | 0 | 0 | 0 | 0 | 0 | 0 | 0 | 0 | 0 | 2019-09-01 | 1900-01-01 | 8 | [8 empty] | DIALYSIS CENTRE |  |  |  | 0 | 0 | [12 empty] | admin | 2024-12-12 14:25 |  | NIKKISO | DBB-27 | J1605370 |  |  |  | 1 | B | 1 |  | SUP100044 | JKS BIOMEDICAL SDN BHD | STOR 13323 (FA) | JAPAN |  | CYMED SDN BHD |  |  | 0 | 0 | 0 | 0 |  |  |  |  | 2016-09-07 | KPJ Ipoh Specialist Hospital | 3 | [12 empty] | 2025-10-01 | 2026-02-01 | bar: FEB; JUN; OCT
834 | H07B100834 | 11218 | BEMS | B | - | ACT | C | H07 | BEMS | HAEMODIALYSIS MACHINE | HAEMODIALYSIS MACHINE | BA | DIALYSIS CENTRE | GF | ISH/BE/01476 | 0 |  | 0 | HOSPITAL | 36000 | 0 | 0 | 0 | 0 | 0 | 0 | 0 | 0 | 0 | 0 | 2019-09-01 | 1900-01-01 | 8 | [8 empty] | DIALYSIS CENTRE |  |  |  | 0 | 0 | [12 empty] | admin | 2024-12-12 14:25 |  | NIKKISO | DBB-27 | J1605207 |  |  |  | 1 | B | 1 |  | SUP100044 | JKS BIOMEDICAL SDN BHD | STOR 13323 (FA) | JAPAN |  | CYMED SDN BHD |  |  | 0 | 0 | 0 | 0 |  |  |  |  | 2016-09-07 | KPJ Ipoh Specialist Hospital | 3 | [12 empty] | 2025-10-01 | 2026-02-01 | bar: FEB; JUN; OCT
835 | H07B100835 | 11218 | BEMS | B | - | ACT | C | H07 | BEMS | HAEMODIALYSIS MACHINE | HAEMODIALYSIS MACHINE | BA | DIALYSIS CENTRE | GF | ISH/BE/01477 | 0 |  | 0 | HOSPITAL | 36000 | 0 | 0 | 0 | 0 | 0 | 0 | 0 | 0 | 0 | 0 | 2019-09-01 | 1900-01-01 | 8 | [8 empty] | DIALYSIS CENTRE |  |  |  | 0 | 0 | [12 empty] | admin | 2024-12-12 14:25 |  | NIKKISO | DBB-27 | J1605367 |  |  |  | 1 | B | 1 |  | SUP100044 | JKS BIOMEDICAL SDN BHD | STOR 13323 (FA) | JAPAN |  | CYMED SDN BHD |  |  | 0 | 0 | 0 | 0 |  |  |  |  | 2016-09-07 | KPJ Ipoh Specialist Hospital | 3 | [12 empty] | 2025-10-01 | 2026-02-01 | bar: FEB; JUN; OCT
836 | H07B100836 | 11218 | BEMS | B | - | ACT | C | H07 | BEMS | HAEMODIALYSIS MACHINE | HAEMODIALYSIS MACHINE | BA | DIALYSIS CENTRE | GF | ISH/BE/01478 | 0 |  | 0 | HOSPITAL | 36000 | 0 | 0 | 0 | 0 | 0 | 0 | 0 | 0 | 0 | 0 | 2019-09-01 | 1900-01-01 | 8 | [8 empty] | DIALYSIS CENTRE |  |  |  | 0 | 0 | [12 empty] | admin | 2024-12-12 14:25 |  | NIKKISO | DBB-27 | J1605397 |  |  |  | 1 | B | 1 |  | SUP100044 | JKS BIOMEDICAL SDN BHD | STOR 13323 (FA) | JAPAN |  | CYMED SDN BHD |  |  | 0 | 0 | 0 | 0 |  |  |  |  | 2016-09-07 | KPJ Ipoh Specialist Hospital | 3 | [12 empty] | 2025-10-01 | 2026-02-01 | bar: FEB; JUN; OCT
837 | H07B100837 | 11218 | BEMS | B | - | ACT | C | H07 | BEMS | HAEMODIALYSIS MACHINE | HAEMODIALYSIS MACHINE | BA | DIALYSIS CENTRE | GF | ISH/BE/01479 | 0 |  | 0 | HOSPITAL | 36000 | 0 | 0 | 0 | 0 | 0 | 0 | 0 | 0 | 0 | 0 | 2019-09-01 | 1900-01-01 | 8 | [8 empty] | DIALYSIS CENTRE |  |  |  | 0 | 0 | [12 empty] | admin | 2024-12-12 14:25 |  | NIKKISO | DBB-27 | J1605269 |  |  |  | 1 | B | 1 |  | SUP100044 | JKS BIOMEDICAL SDN BHD | STOR 13323 (FA) | JAPAN |  | CYMED SDN BHD |  |  | 0 | 0 | 0 | 0 |  |  |  |  | 2016-09-07 | KPJ Ipoh Specialist Hospital | 3 | [12 empty] | 2025-10-01 | 2026-02-01 | bar: FEB; JUN; OCT
838 | H07B100838 | 11218 | BEMS | B | - | ACT | C | H07 | BEMS | HAEMODIALYSIS MACHINE | HAEMODIALYSIS MACHINE | BA | DIALYSIS CENTRE | GF | ISH/BE/01480 | 0 |  | 0 | HOSPITAL | 36000 | 0 | 0 | 0 | 0 | 0 | 0 | 0 | 0 | 0 | 0 | 2019-09-01 | 1900-01-01 | 8 | [8 empty] | DIALYSIS CENTRE |  |  |  | 0 | 0 | [12 empty] | admin | 2024-12-12 14:25 |  | NIKKISO | DBB-27 | J1605268 |  |  |  | 1 | B | 1 |  | SUP100044 | JKS BIOMEDICAL SDN BHD | STOR 13323 (FA) | JAPAN |  | CYMED SDN BHD |  |  | 0 | 0 | 0 | 0 |  |  |  |  | 2016-09-07 | KPJ Ipoh Specialist Hospital | 3 | [12 empty] | 2025-10-01 | 2026-02-01 | bar: FEB; JUN; OCT
839 | H07B100839 | 11218 | BEMS | B | - | ACT | C | H07 | BEMS | HAEMODIALYSIS MACHINE | HAEMODIALYSIS MACHINE | BA | DIALYSIS CENTRE | GF | ISH/BE/01481 | 0 |  | 0 | HOSPITAL | 36000 | 0 | 0 | 0 | 0 | 0 | 0 | 0 | 0 | 0 | 0 | 2019-09-01 | 1900-01-01 | 8 | [8 empty] | DIALYSIS CENTRE |  |  |  | 0 | 0 | [12 empty] | admin | 2024-12-12 14:25 |  | NIKKISO | DBB-27 | J1605366 |  |  |  | 1 | B | 1 |  | SUP100044 | JKS BIOMEDICAL SDN BHD | STOR 13323 (FA) | JAPAN |  | CYMED SDN BHD |  |  | 0 | 0 | 0 | 0 |  |  |  |  | 2016-09-07 | KPJ Ipoh Specialist Hospital | 3 | [12 empty] | 2025-10-01 | 2026-02-01 | bar: FEB; JUN; OCT
840 | H07B100840 | 11218 | BEMS | B | - | ACT | C | H07 | BEMS | HAEMODIALYSIS MACHINE | HAEMODIALYSIS MACHINE | BA | DIALYSIS CENTRE | GF | ISH/BE/01482 | 0 |  | 0 | HOSPITAL | 36000 | 0 | 0 | 0 | 0 | 0 | 0 | 0 | 0 | 0 | 0 | 2019-09-01 | 1900-01-01 | 8 | [8 empty] | DIALYSIS CENTRE |  |  |  | 0 | 0 | [12 empty] | admin | 2024-12-12 14:25 |  | NIKKISO | DBB-27 | J1605368 |  |  |  | 1 | B | 1 |  | SUP100044 | JKS BIOMEDICAL SDN BHD | STOR 13323 (FA) | JAPAN |  | CYMED SDN BHD |  |  | 0 | 0 | 0 | 0 |  |  |  |  | 2016-09-07 | KPJ Ipoh Specialist Hospital | 3 | [12 empty] | 2025-10-01 | 2026-02-01 | bar: FEB; JUN; OCT
841 | H07B100841 | 11218 | BEMS | B | - | ACT | C | H07 | BEMS | HAEMODIALYSIS MACHINE | HAEMODIALYSIS MACHINE | BA | DIALYSIS CENTRE | GF | ISH/BE/01483 | 0 |  | 0 | HOSPITAL | 36000 | 0 | 0 | 0 | 0 | 0 | 0 | 0 | 0 | 0 | 0 | 2019-09-01 | 1900-01-01 | 8 | [8 empty] | DIALYSIS CENTRE |  |  |  | 0 | 0 | [12 empty] | admin | 2024-12-12 14:25 |  | NIKKISO | DBB-27 | J1605265 |  |  |  | 1 | B | 1 |  | SUP100044 | JKS BIOMEDICAL SDN BHD | STOR 13323 (FA) | JAPAN |  | CYMED SDN BHD |  |  | 0 | 0 | 0 | 0 |  |  |  |  | 2016-09-07 | KPJ Ipoh Specialist Hospital | 3 | [12 empty] | 2025-10-01 | 2026-02-01 | bar: FEB; JUN; OCT
842 | H07B100842 | 11218 | BEMS | B | - | ACT | C | H07 | BEMS | HAEMODIALYSIS MACHINE | HAEMODIALYSIS MACHINE | BA | DIALYSIS CENTRE | GF | ISH/BE/01484 | 0 |  | 0 | HOSPITAL | 36000 | 0 | 0 | 0 | 0 | 0 | 0 | 0 | 0 | 0 | 0 | 2019-09-01 | 1900-01-01 | 8 | [8 empty] | DIALYSIS CENTRE |  |  |  | 0 | 0 | [12 empty] | admin | 2024-12-12 14:25 |  | NIKKISO | DBB-27 | J1605369 |  |  |  | 1 | B | 1 |  | SUP100044 | JKS BIOMEDICAL SDN BHD | STOR 13323 (FA) | JAPAN |  | CYMED SDN BHD |  |  | 0 | 0 | 0 | 0 |  |  |  |  | 2016-09-07 | KPJ Ipoh Specialist Hospital | 3 | [12 empty] | 2025-10-01 | 2026-02-01 | bar: FEB; JUN; OCT
843 | H07B100843 | 11218 | BEMS | B | - | ACT | C | H07 | BEMS | HAEMODIALYSIS MACHINE | HAEMODIALYSIS MACHINE | BA | DIALYSIS CENTRE | GF | ISH/BE/01485 | 0 |  | 0 | HOSPITAL | 36000 | 0 | 0 | 0 | 0 | 0 | 0 | 0 | 0 | 0 | 0 | 2019-09-01 | 1900-01-01 | 8 | [8 empty] | DIALYSIS CENTRE |  |  |  | 0 | 0 | [12 empty] | admin | 2024-12-12 14:25 |  | NIKKISO | DBB-27 | J1605208 |  |  |  | 1 | B | 1 |  | SUP100044 | JKS BIOMEDICAL SDN BHD | STOR 13323 (FA) | JAPAN |  | CYMED SDN BHD |  |  | 0 | 0 | 0 | 0 |  |  |  |  | 2016-09-07 | KPJ Ipoh Specialist Hospital | 3 | [12 empty] | 2025-10-01 | 2026-02-01 | bar: FEB; JUN; OCT
844 | H07B100844 | 11218 | BEMS | B | - | ACT | C | H07 | BEMS | HAEMODIALYSIS MACHINE | HAEMODIALYSIS MACHINE | BA | DIALYSIS CENTRE | GF | ISH/BE/01486 | 0 |  | 0 | HOSPITAL | 36000 | 0 | 0 | 0 | 0 | 0 | 0 | 0 | 0 | 0 | 0 | 2019-09-01 | 1900-01-01 | 8 | [8 empty] | DIALYSIS CENTRE |  |  |  | 0 | 0 | [12 empty] | admin | 2024-12-12 14:25 |  | NIKKISO | DBB-27 | J1605398 |  |  |  | 1 | B | 1 |  | SUP100044 | JKS BIOMEDICAL SDN BHD | STOR 13323 (FA) | JAPAN |  | CYMED SDN BHD |  |  | 0 | 0 | 0 | 0 |  |  |  |  | 2016-09-07 | KPJ Ipoh Specialist Hospital | 3 | [12 empty] | 2025-10-01 | 2026-02-01 | bar: FEB; JUN; OCT
845 | H07B100845 | 11218 | BEMS | B | - | ACT | C | H07 | BEMS | HAEMODIALYSIS MACHINE | HAEMODIALYSIS MACHINE | BA | DIALYSIS CENTRE | GF | ISH/BE/01497 | 0 |  | 0 | HOSPITAL | 36000 | 0 | 0 | 0 | 0 | 0 | 0 | 0 | 0 | 0 | 0 | 2019-11-01 | 1900-01-01 | 8 | [8 empty] | DIALYSIS CENTRE |  |  |  | 0 | 0 | [12 empty] | admin | 2024-12-12 14:25 |  | NIKKISO | DBB-27 | J1509151 |  |  |  | 1 | B | 1 |  | SUP100044 | JKS BIOMEDICAL SDN BHD | STOR 13323 (FA) | JAPAN |  | CYMED SDN BHD |  |  | 0 | 0 | 0 | 0 |  |  |  |  | 2016-11-16 | KPJ Ipoh Specialist Hospital | 3 | [12 empty] | 2025-10-01 | 2026-02-01 | bar: FEB; JUN; OCT
846 | H07B100846 | - | BEMS | B | - | ACT | C | H07 | BEMS | EYE LASER (VISULAS) | EYE LASER (VISULAS) | BB | DR LE MUN TOONG CLINIC | L01 | ISH/BE/00580 | 0 |  | 0 | HOSPITAL | 192000 | 0 | 0 | 0 | 0 | 0 | 0 | 0 | 0 | 0 | 0 |  | 1900-01-01 | 17 | [8 empty] | DR LE MUN TOONG CLINIC |  |  |  | 0 | 0 | [12 empty] | admin | 2024-12-12 14:25 |  | CARL ZEISS | 532 | 974130 |  |  |  | 1 | B | 1 |  | SUP100007 | CARL ZEISS SDN BHD |  | GERMANY |  | CARL ZEISS SDN BHD |  |  | 0 | 0 | 0 | 0 |  |  |  |  | 2007-09-17 | KPJ Ipoh Specialist Hospital | 2 | [12 empty] | 2025-07-01 | 2026-01-01 | bar: JAN; JUL
847 | H07B100847 | - | BEMS | B | - | ACT | C | H07 | BEMS | EYE LASER (VISULAS GREEN SLT) | EYE LASER (VISULAS GREEN SLT) | BB | DR LE MUN TOONG CLINIC | L01 | ISH/BE/02022 | 0 |  | 0 | HOSPITAL | 198000 | 0 | 0 | 0 | 0 | 0 | 0 | 0 | 0 | 0 | 0 | 2026-06-19 | 1900-01-01 | 0 | [8 empty] | DR LE MUN TOONG CLINIC |  |  |  | 0 | 0 | [12 empty] | admin | 2024-12-12 14:25 |  | CARL ZEISS | VISULAS GREEN SLT | 9150010028 |  |  |  | 1 | B | 1 |  | SUP100007 | CARL ZEISS SDN BHD | STOR 223924 | GERMANY |  | CARL ZEISS SDN BHD |  |  | 0 | 0 | 0 | 0 |  |  |  |  | 2024-06-20 | KPJ Ipoh Specialist Hospital | 2 | [12 empty] | 2025-12-01 | 2026-06-01 | bar: JUN; DEC
848 | H07B100848 | 16944 | BEMS | B | - | ACT | C | H07 | BEMS | QUANTEL SUPRA 577 YELLOW LASER | QUANTEL SUPRA 577 YELLOW LASER | BB | DR ONG LIEH BIN | L02 | ISH/BE/01198 | 0 |  | 0 | HOSPITAL | 350000 | 0 | 0 | 0 | 0 | 0 | 0 | 0 | 0 | 0 | 0 | 2016-12-01 | 1900-01-01 | 10 | [8 empty] | DR ONG LIEH BIN |  |  |  | 0 | 0 | [12 empty] | admin | 2024-12-12 14:25 |  | QUANTEL MEDICAL | SUPRA 577 | 380 |  |  |  | 1 | B | 1 |  | BIZ MEDIC SDN BHD | BIZ MEDIC SDN BHD | STOR118080(FA) | USA |  | BIZ MEDIC SDN BHD |  |  | 0 | 0 | 0 | 0 |  |  |  |  | 2014-12-04 | KPJ Ipoh Specialist Hospital | 1 | [12 empty] | 2025-10-01 | 2026-10-01 | bar: OCT
849 | H07B100849 | 16944 | BEMS | B | - | ACT | C | H07 | BEMS | SUPRASCANNER FOR YELLOW LASER | SUPRASCANNER FOR YELLOW LASER | BB | DR ONG LIEH BIN | L02 | ISH/BE/01198 | 0 |  | 0 | HOSPITAL | 0 | 0 | 0 | 0 | 0 | 0 | 0 | 0 | 0 | 0 | 0 |  | 1900-01-01 | 10 | [8 empty] | DR ONG LIEH BIN |  |  |  | 0 | 0 | [12 empty] | admin | 2024-12-12 14:25 |  |  |  | 690 |  |  |  | 1 | B | 1 |  | BIZ MEDIC SDN BHD | BIZ MEDIC SDN BHD | STOR118080(FA) |  |  | BIZ MEDIC SDN BHD |  |  | 0 | 0 | 0 | 0 |  |  |  |  | 2014-12-04 | KPJ Ipoh Specialist Hospital | 1 | [12 empty] | 2025-10-01 | 2026-10-01 | bar: OCT
850 | H07B100850 | 16947 | BEMS | B | - | ACT | C | H07 | BEMS | QUANTEL OPTIMIS II YAG LASER | QUANTEL OPTIMIS II YAG LASER | BB | DR ONG LIEH BIN | L02 | ISH/BE/01199 | 0 |  | 0 | HOSPITAL | 100000 | 0 | 0 | 0 | 0 | 0 | 0 | 0 | 0 | 0 | 0 | 2016-12-01 | 1900-01-01 | 10 | [8 empty] | DR ONG LIEH BIN |  |  |  | 0 | 0 | [12 empty] | admin | 2024-12-12 14:25 |  | QUANTEL MEDICAL | OPTIMIS II | 5408-040 |  |  |  | 1 | B | 1 |  | BIZ MEDIC SDN BHD | BIZ MEDIC SDN BHD | STOR118080(FA) | USA |  | BIZ MEDIC SDN BHD |  |  | 0 | 0 | 0 | 0 |  |  |  |  | 2014-12-04 | KPJ Ipoh Specialist Hospital | 1 | [12 empty] | 2025-10-01 | 2026-10-01 | bar: OCT
851 | H07B100851 | - | BEMS | B | - | ACT | C | H07 | BEMS | QUANTEL COMPACT TOUCH A/B SCREEN | QUANTEL COMPACT TOUCH A/B SCREEN | BB | DR ONG LIEH BIN | L02 | ISH/BE/01200 | 0 |  | 0 | HOSPITAL | 64000 | 0 | 0 | 0 | 0 | 0 | 0 | 0 | 0 | 0 | 0 | 2016-12-01 | 1900-01-01 | 10 | [8 empty] | DR ONG LIEH BIN |  |  |  | 0 | 0 | [12 empty] | admin | 2024-12-12 14:25 |  | QUANTEL MEDICAL | COMPACT | 1855 |  |  |  | 1 | B | 1 |  | BIZ MEDIC SDN BHD | BIZ MEDIC SDN BHD | STOR118080(FA) | USA |  | BIZ MEDIC SDN BHD |  |  | 0 | 0 | 0 | 0 |  |  |  |  | 2014-12-04 | KPJ Ipoh Specialist Hospital | 1 | [12 empty] | 2025-10-01 | 2026-10-01 | bar: OCT
852 | H07B100852 | - | BEMS | B | - | ACT | C | H07 | BEMS | AUTO KERATO REFRACTOMETER | AUTO KERATO REFRACTOMETER | BB | DR ONG LIEH BIN | L02 | ISH/BE/01202 | 0 |  | 0 | HOSPITAL | 25000 | 0 | 0 | 0 | 0 | 0 | 0 | 0 | 0 | 0 | 0 | 2016-12-01 | 1900-01-01 | 0 | [8 empty] | DR ONG LIEH BIN |  |  |  | 0 | 0 | [12 empty] | admin | 2024-12-12 14:25 |  | TOPCON | KR-800 | 4731340 |  |  |  | 1 | B | 1 |  | KENANGA MEDIK SDN BHD | KENANGA MEDIK SDN BHD | STOR118081(FA) | USA |  | KENANGA MEDIK SDN BHD |  |  | 0 | 0 | 0 | 0 |  |  |  |  | 2014-12-05 | KPJ Ipoh Specialist Hospital | 1 | [12 empty] | 2025-02-01 | 2026-02-01 | bar: FEB
853 | H07B100853 | - | BEMS | B | - | ACT | C | H07 | BEMS | DIGITAL SLIT LAMP | DIGITAL SLIT LAMP | BB | DR ONG LIEH BIN | L02 | ISH/BE/01203 | 0 |  | 0 | HOSPITAL | 60000 | 0 | 0 | 0 | 0 | 0 | 0 | 0 | 0 | 0 | 0 | 2016-12-01 | 1900-01-01 | 0 | [8 empty] | DR ONG LIEH BIN |  |  |  | 0 | 0 | [12 empty] | admin | 2024-12-12 14:25 |  | TOPCON | SL-D7 | 7002363 |  |  |  | 1 | B | 1 |  | KENANGA MEDIK SDN BHD | KENANGA MEDIK SDN BHD | STOR118081(FA) | USA |  | KENANGA MEDIK SDN BHD |  |  | 0 | 0 | 0 | 0 |  |  |  |  | 2014-12-05 | KPJ Ipoh Specialist Hospital | 1 | [12 empty] | 2025-02-01 | 2026-02-01 | bar: FEB
854 | H07B100854 | 17001 | BEMS | B | - | ACT | C | H07 | BEMS | DIGITAL CAMERA FOR SLD | DIGITAL CAMERA FOR SLD | BB | DR ONG LIEH BIN | L02 | ISH/BE/01203 | 0 |  | 0 | HOSPITAL | 0 | 0 | 0 | 0 | 0 | 0 | 0 | 0 | 0 | 0 | 0 |  | 1900-01-01 | 0 | [8 empty] | DR ONG LIEH BIN |  |  |  | 0 | 0 | [12 empty] | admin | 2024-12-12 14:25 |  |  | DC-3 | 948862 |  |  |  | 1 | B | 1 |  | KENANGA MEDIK SDN BHD | KENANGA MEDIK SDN BHD | STOR118081(FA) |  |  | KENANGA MEDIK SDN BHD |  |  | 0 | 0 | 0 | 0 |  |  |  |  | 2014-12-05 | KPJ Ipoh Specialist Hospital | 1 | [12 empty] | 2025-02-01 | 2026-02-01 | bar: FEB
855 | H07B100855 | 12701 | BEMS | B | - | ACT | C | H07 | BEMS | VISUAL FIELD ANALYZER | VISUAL FIELD ANALYZER | BB | DR ONG LIEH BIN | L02 | ISH/BE/01214 | 0 |  | 0 | HOSPITAL | 41500 | 0 | 0 | 0 | 0 | 0 | 0 | 0 | 0 | 0 | 0 | 2016-01-01 | 1900-01-01 | 9 | [8 empty] | DR ONG LIEH BIN |  |  |  | 0 | 0 | [12 empty] | admin | 2024-12-12 14:25 |  | OCULUS | EASYFIELD | 15000 8952 4180 |  |  |  | 1 | B | 1 |  | OPHTHALMIC INSTRUMENTS (M) SDN BHD | OPHTHALMIC INSTRUMENTS (M) SDN BHD | STOR 118083(FA) | GERMANY |  | OPTHALMIC INSTRUMENTS (M) SDN BHD |  |  | 0 | 0 | 0 | 0 |  |  |  |  | 2015-01-14 | KPJ Ipoh Specialist Hospital | 2 | [12 empty] | 2025-08-01 | 2026-02-01 | bar: FEB; AUG
856 | H07B100856 | 16944 | BEMS | B | - | ACT | C | H07 | BEMS | QUANTEL EASYRET 577nm YELLOW LASER | QUANTEL EASYRET 577nm YELLOW LASER | BB | DR ONG LIEH BIN | L02 | ISH/BE/01959 | 0 |  | 0 | HOSPITAL | 245000 | 0 | 0 | 0 | 0 | 0 | 0 | 0 | 0 | 0 | 0 | 2025-12-06 | 1900-01-01 | 1 | [8 empty] | DR ONG LIEH BIN |  |  |  | 0 | 0 | [12 empty] | admin | 2024-12-12 14:25 |  | QUANTEL MEDICAL | EASYRET 577 | 0995 |  |  |  | 1 | B | 1 |  | BIZ MEDIC SDN BHD | BIZ MEDIC SDN BHD | STOR 216971(FA) | USA |  | BIZ MEDIC SDN BHD |  |  | 0 | 0 | 0 | 0 |  |  |  |  | 2023-07-12 | KPJ Ipoh Specialist Hospital | 1 | [12 empty] | 2025-12-01 | 2026-12-01 | bar: DEC
857 | H07B100857 | - | BEMS | B | - | ACT | C | H07 | BEMS | ULTRASOUND A/B SCANNER | ULTRASOUND A/B SCANNER | BB | DR ONG LIEH BIN | L02 | ISH/BE01988 | 0 |  | 0 | HOSPITAL | 49980 | 0 | 0 | 0 | 0 | 0 | 0 | 0 | 0 | 0 | 0 | 2027-04-04 | 1900-01-01 | 0 | [8 empty] | DR ONG LIEH BIN |  |  |  | 0 | 0 | [12 empty] | admin | 2024-12-12 14:25 |  | QUANTEL MEDICAL | COMPACT TOUCH | 8891 |  |  |  | 1 | B | 1 |  | BIZ MEDIC SDN BHD | BIZ MEDIC SDN BHD | STOR223999 | USA |  | BIZ MEDIC SDN BHD |  |  | 0 | 0 | 0 | 0 |  |  |  |  | 2024-04-05 | KPJ Ipoh Specialist Hospital | 1 | [12 empty] | 2025-04-01 | 2026-04-01 | bar: APR
858 | H07B100858 | - | BEMS | B | - | ACT | C | H07 | BEMS | ENT TREATMENT UNIT | ENT TREATMENT UNIT | BB | DR TAN KENG LU | L01 | ISH/BE/01545 | 0 |  | 0 | HOSPITAL | 50000 | 0 | 0 | 0 | 0 | 0 | 0 | 0 | 0 | 0 | 0 |  | 1900-01-01 | 7 | [8 empty] | DR TAN KENG LU |  |  |  | 0 | 0 | [12 empty] | admin | 2024-12-12 14:25 |  | MEDSTAR | UE3000 | MSUE1702742P |  |  |  | 1 | B | 1 |  | BIO PRO SERVICES | BIO PRO SERVICES |  | KOREA |  | BIOPRO SERVICES |  |  | 0 | 0 | 0 | 0 |  |  |  |  | 2017-10-03 | KPJ Ipoh Specialist Hospital | 1 | [12 empty] | 2025-04-01 | 2026-04-01 | bar: APR
859 | H07B100859 | - | BEMS | B | - | ACT | C | H07 | BEMS | ENT MICROSCOPE | ENT MICROSCOPE | BB | DR TAN KENG LU | L01 | ISH/BE/01546 | 0 |  | 0 | HOSPITAL | 50000 | 0 | 0 | 0 | 0 | 0 | 0 | 0 | 0 | 0 | 0 |  | 1900-01-01 | 7 | [8 empty] | DR TAN KENG LU |  |  |  | 0 | 0 | [12 empty] | admin | 2024-12-12 14:25 |  | MEDSTAR | OP-C12 | 37171342 |  |  |  | 1 | B | 1 |  | BIO PRO SERVICES | BIO PRO SERVICES |  | KOREA |  | BIOPRO SERVICES |  |  | 0 | 0 | 0 | 0 |  |  |  |  | 2017-10-03 | KPJ Ipoh Specialist Hospital | 1 | [12 empty] | 2025-04-01 | 2026-04-01 | bar: APR
860 | H07B100860 | 17203 | BEMS | B | - | ACT | C | H07 | BEMS | VIDEO NASO-PHARYNGO-LARYNGOSCOPE | VIDEO NASO-PHARYNGO-LARYNGOSCOPE | BB | DR TAN KENG LU | L01 | ISH/BE/01586 | 0 |  | 0 | HOSPITAL | 130000 | 0 | 0 | 0 | 0 | 0 | 0 | 0 | 0 | 0 | 0 | 2021-01-01 | 1900-01-01 | 5 | [8 empty] | DR TAN KENG LU |  |  |  | 0 | 0 | [12 empty] | admin | 2024-12-12 14:25 |  | PENTAX | VNL9-CP | 18NA29D |  |  |  | 1 | B | 1 |  | EVOMEDIC SDN BHD | EVOMEDIC SDN BHD | STOR 166451 | JAPAN |  | EVOMEDIC SDN HD |  |  | 0 | 0 | 0 | 0 |  |  |  |  | 2019-01-31 | KPJ Ipoh Specialist Hospital | 1 | [12 empty] | 2025-01-01 | 2026-01-01 | bar: JAN
861 | H07B100861 | 18037 | BEMS | B | - | ACT | C | H07 | BEMS | IMAGE 1 CONNECT | IMAGE 1 CONNECT | BB | DR TAN KENG LU | L01 | ISH/BE/01580 | 0 |  | 0 | HOSPITAL | 40182 | 0 | 0 | 0 | 0 | 0 | 0 | 0 | 0 | 0 | 0 | 2021-01-01 | 1900-01-01 | 5 | [8 empty] | DR TAN KENG LU |  |  |  | 0 | 0 | [12 empty] | admin | 2024-12-12 14:25 |  | KARL STORZ | TC200EN | YR794746-P |  |  |  | 1 | B | 1 |  | SUP100049 | UMMI SURGICAL SDN BHD | STOR 166074 | GERMANY |  | UMMI SURGICAL SDN BHD |  |  | 0 | 0 | 0 | 0 |  |  |  |  | 2019-01-16 | KPJ Ipoh Specialist Hospital | 2 | [12 empty] | 2025-09-01 | 2026-03-01 | bar: MAR; SEP
862 | H07B100862 | 18037 | BEMS | B | - | ACT | C | H07 | BEMS | IMAGE 1 X-LINK | IMAGE 1 X-LINK | BB | DR TAN KENG LU | L01 | ISH/BE/01581 | 0 |  | 0 | HOSPITAL | 27777 | 0 | 0 | 0 | 0 | 0 | 0 | 0 | 0 | 0 | 0 | 2021-01-01 | 1900-01-01 | 5 | [8 empty] | DR TAN KENG LU |  |  |  | 0 | 0 | [12 empty] | admin | 2024-12-12 14:25 |  | KARL STORZ | TC301 | WR792335-P |  |  |  | 1 | B | 1 |  | SUP100049 | UMMI SURGICAL SDN BHD | STOR 166074 | GERMANY |  | UMMI SURGICAL SDN BHD |  |  | 0 | 0 | 0 | 0 |  |  |  |  | 2019-01-16 | KPJ Ipoh Specialist Hospital | 2 | [12 empty] | 2025-09-01 | 2026-03-01 | bar: MAR; SEP
863 | H07B100863 | 17001 | BEMS | B | - | ACT | C | H07 | BEMS | IMAGE 1 HX CAMERA HEAD | IMAGE 1 HX CAMERA HEAD | BB | DR TAN KENG LU | L01 | ISH/BE/01582 | 0 |  | 0 | HOSPITAL | 37466 | 0 | 0 | 0 | 0 | 0 | 0 | 0 | 0 | 0 | 0 | 2021-01-01 | 1900-01-01 | 5 | [8 empty] | DR TAN KENG LU |  |  |  | 0 | 0 | [12 empty] | admin | 2024-12-12 14:25 |  | KARL STORZ | TH110 | UR997948-H |  |  |  | 1 | B | 1 |  | SUP100049 | UMMI SURGICAL SDN BHD | STOR 166074 | GERMANY |  | UMMI SURGICAL SDN BHD |  |  | 0 | 0 | 0 | 0 |  |  |  |  | 2019-01-16 | KPJ Ipoh Specialist Hospital | 2 | [12 empty] | 2025-09-01 | 2026-03-01 | bar: MAR; SEP
864 | H07B100864 | - | BEMS | B | - | ACT | C | H07 | BEMS | AUTOREF / KERATOMETER | AUTOREF / KERATOMETER | BB | DR JASVINDER | L01 | ISH/BE/01670 | 0 |  | 0 | HOSPITAL | 24000 | 0 | 0 | 0 | 0 | 0 | 0 | 0 | 0 | 0 | 0 | 2024-03-24 | 1900-01-01 | 2 | [8 empty] | DR JASVINDER |  |  |  | 0 | 0 | [12 empty] | admin | 2024-12-12 14:25 |  | GRAND SEIKO | GR-3300K | 68BB1548 |  |  |  | 1 | B | 1 |  | OPTHALMIC INSTRUMENTS (M) SDN BHD | OPTHALMIC INSTRUMENTS (M) SDN BHD |  | JAPAN |  | OPTHALMIC INSTRUMENTS (M) SDN BHD |  |  | 0 | 0 | 0 | 0 |  |  |  |  | 2022-03-31 | KPJ Ipoh Specialist Hospital | 2 | [12 empty] | 2025-09-01 | 2026-03-01 | bar: MAR; SEP
865 | H07B100865 | - | BEMS | B | - | ACT | C | H07 | BEMS | LCD VISION CHART | LCD VISION CHART | BB | DR JASVINDER | L01 | ISH/BE/01671 | 0 |  | 0 | HOSPITAL | 6500 | 0 | 0 | 0 | 0 | 0 | 0 | 0 | 0 | 0 | 0 | 2022-02-24 | 1900-01-01 | 2 | [8 empty] | DR JASVINDER |  |  |  | 0 | 0 | [12 empty] | admin | 2024-12-12 14:25 |  | GRAND SEIKO | GV-900 | L1NDJG002 |  |  |  | 1 | B | 1 |  | OPTHALMIC INSTRUMENTS (M) SDN BHD | OPTHALMIC INSTRUMENTS (M) SDN BHD |  | JAPAN |  | OPTHALMIC INSTRUMENTS (M) SDN BHD |  |  | 0 | 0 | 0 | 0 |  |  |  |  | 2022-02-22 | KPJ Ipoh Specialist Hospital | 2 | [12 empty] | 2025-08-01 | 2026-02-01 | bar: FEB; AUG
866 | H07B100866 | - | BEMS | B | - | ACT | C | H07 | BEMS | OPTICAL BIOMETRY (IOL MASTER 700) | OPTICAL BIOMETRY (IOL MASTER 700) | BB | DR JASVINDER | L01 | ISH/BE/01791 | 0 |  | 0 | HOSPITAL | 230000 | 0 | 0 | 0 | 0 | 0 | 0 | 0 | 0 | 0 | 0 | 2023-03-04 | 1900-01-01 | 1 | [8 empty] | DR JASVINDER |  |  |  | 0 | 0 | [12 empty] | admin | 2024-12-12 14:25 |  | CARL ZEISS | IOL MASTER 700 | 9208120386 |  |  |  | 1 | B | 1 |  | SUP100007 | CARL ZEISS SDN BHD | STOR 208181 | GERMANY |  | CARL ZEISS SDN BHD |  |  | 0 | 0 | 0 | 0 |  |  |  |  | 2023-04-04 | KPJ Ipoh Specialist Hospital | 2 | [12 empty] | 2025-10-01 | 2026-04-01 | bar: APR; OCT
867 | H07B100867 | - | BEMS | B | - | ACT | C | H07 | BEMS | AB SCANNER | AB SCANNER | BB | DR JASVINDER | L01 | ISH/BE/01864 | 0 |  | 0 | HOSPITAL | 49000 | 0 | 0 | 0 | 0 | 0 | 0 | 0 | 0 | 0 | 0 |  | 1900-01-01 | 1 | [8 empty] | DR JASVINDER |  |  |  | 0 | 0 | [12 empty] | admin | 2024-12-12 14:25 |  | BIZ MEDIC | QUANTEL COMPACT TOUCH ULTRASOUND A/B SCAN | 8487 |  |  |  | 1 | B | 1 |  | BIZ MEDIC SDN BHD | BIZ MEDIC SDN BHD | STOR 210848 | USA |  | BIZ MEDIC SDN BHD |  |  | 0 | 0 | 0 | 0 |  |  |  |  | 2023-05-26 | KPJ Ipoh Specialist Hospital | 1 | [12 empty] | 2025-05-01 | 2026-05-01 | bar: MAY
868 | H07B100868 | 16944 | BEMS | B | - | ACT | C | H07 | BEMS | QUANTEL COMBI LASER | QUANTEL COMBI LASER | BB | DR JASVINDER | L01 | ISH/BE/01956 | 0 |  | 0 | HOSPITAL | 205000 | 0 | 0 | 0 | 0 | 0 | 0 | 0 | 0 | 0 | 0 |  | 1900-01-01 | 1 | [8 empty] | DR JASVINDER |  |  |  | 0 | 0 | [12 empty] | admin | 2024-12-12 14:25 |  | BIZ MEDIC | VITRA2 532NM GREEN LASER | 5550 |  |  |  | 1 | B | 1 |  | BIZ MEDIC SDN BHD | BIZ MEDIC SDN BHD | STOR 217981 | USA |  | BIZ MEDIC SDN BHD |  |  | 0 | 0 | 0 | 0 |  |  |  |  | 2023-11-24 | KPJ Ipoh Specialist Hospital | 1 | [12 empty] | 2025-11-01 | 2026-11-01 | bar: NOV
869 | H07B100869 | 16944 | BEMS | B | - | ACT | C | H07 | BEMS | QUANTEL COMBI LASER | QUANTEL COMBI LASER | BB | DR JASVINDER | L01 | ISH/BE/01956 | 0 |  | 0 | HOSPITAL | 0 | 0 | 0 | 0 | 0 | 0 | 0 | 0 | 0 | 0 | 0 |  | 1900-01-01 | 1 | [8 empty] | DR JASVINDER |  |  |  | 0 | 0 | [12 empty] | admin | 2024-12-12 14:25 |  |  | CAPSULO YAG LASER | 0602037 |  |  |  | 1 | B | 1 |  | BIZ MEDIC SDN BHD | BIZ MEDIC SDN BHD | STOR 217981 | USA |  | BIZ MEDIC SDN BHD |  |  | 0 | 0 | 0 | 0 |  |  |  |  | 2023-11-24 | KPJ Ipoh Specialist Hospital | 1 | [12 empty] | 2025-11-01 | 2026-11-01 | bar: NOV
870 | H07B100870 | - | BEMS | B | - | ACT | C | H07 | BEMS | HUMPHREY FIELD ANALYZER 3 | HUMPHREY FIELD ANALYZER 3 | BB | DR JASVINDER | L01 | ISH/BE/02018 | 0 |  | 0 | HOSPITAL | 100000 | 0 | 0 | 0 | 0 | 0 | 0 | 0 | 0 | 0 | 0 | 2026-06-05 | 1900-01-01 | 0 | [8 empty] | DR JASVINDER |  |  |  | 0 | 0 | [12 empty] | admin | 2024-12-12 14:25 |  | CARL ZEISS | 840 | 840-25589 |  |  |  | 1 | B | 1 |  | SUP100007 | CARL ZEISS SDN BHD | STOR 224999 | GERMANY |  | CARL ZEISS SDN BHD |  |  | 0 | 0 | 0 | 0 |  |  |  |  | 2024-06-06 | KPJ Ipoh Specialist Hospital | 2 | [12 empty] | 2025-12-01 | 2026-06-01 | bar: JUN; DEC
871 | H07B100871 | - | BEMS | B | - | ACT | C | H07 | BEMS | OPTICAL COHERANCE TOMOGRAPHY | OPTICAL COHERANCE TOMOGRAPHY | BB | DR JASVINDER | L01 | ISH/BE/02021 | 0 |  | 0 | HOSPITAL | 236000 | 0 | 0 | 0 | 0 | 0 | 0 | 0 | 0 | 0 | 0 | 2026-06-19 | 1900-01-01 | 0 | [8 empty] | DR JASVINDER |  |  |  | 0 | 0 | [12 empty] | admin | 2024-12-12 14:25 |  | CARL ZEISS | CIRRUS 5000 | 5000-26830 |  |  |  | 1 | B | 1 |  | SUP100007 | CARL ZEISS SDN BHD | STOR 223930 | GERMANY |  | CARL ZEISS SDN BHD |  |  | 0 | 0 | 0 | 0 |  |  |  |  | 2024-06-20 | KPJ Ipoh Specialist Hospital | 2 | [12 empty] | 2025-12-01 | 2026-06-01 | bar: JUN; DEC
872 | H07B100872 | - | BEMS | B | - | ACT | C | H07 | BEMS | SLIT LAMP | SLIT LAMP | BB | DR JASVINDER | L01 | ISH/BE/02064 | 0 |  | 0 | HOSPITAL | 42000 | 0 | 0 | 0 | 0 | 0 | 0 | 0 | 0 | 0 | 0 | 2026-09-20 | 1900-01-01 | 0 | [8 empty] | DR JASVINDER |  |  |  | 0 | 0 | [12 empty] | admin | 2024-12-12 14:25 |  | KEELER | H SERIES-40 | 09985 |  |  |  | 1 | B | 1 |  | OPHTHALMIC INSTRUMENTS (M) SDN BHD | OPHTHALMIC INSTRUMENTS (M) SDN BHD | STOR 230318 | GERMANY |  | OPTHALMIC INSTRUMENTS (M) SDN BHD |  |  | 0 | 0 | 0 | 0 |  |  |  |  | 2024-09-20 | KPJ Ipoh Specialist Hospital | 2 | [12 empty] | 2025-10-01 | 2026-04-01 | bar: APR; OCT
873 | H07B100873 | - | BEMS | B | - | ACT | C | H07 | BEMS | FUNDUS CAMERA | FUNDUS CAMERA | BB | DR JASVINDER | L01 | ISH/BE/02086 | 0 |  | 0 | HOSPITAL | 98000 | 0 | 0 | 0 | 0 | 0 | 0 | 0 | 0 | 0 | 0 | 2026-10-23 | 1900-01-01 | 0 | [8 empty] | DR JASVINDER |  |  |  | 0 | 0 | [12 empty] | admin | 2024-12-12 14:25 |  | ICARE | DRSPLUS | G63937V |  |  |  | 1 | B | 1 |  | OPHTHALMIC INSTRUMENTS (M) SDN BHD | OPHTHALMIC INSTRUMENTS (M) SDN BHD | STOR 231788 | GERMANY |  | OPTHALMIC INSTRUMENTS (M) SDN BHD |  |  | 0 | 0 | 0 | 0 |  |  |  |  | 2024-10-24 | KPJ Ipoh Specialist Hospital | 2 | [12 empty] | 2025-10-01 | 2026-04-01 | bar: APR; OCT
874 | H07B100874 | 17001 | BEMS | B | - | ACT | C | H07 | BEMS | 26" FULL HD CAMERA | 26" FULL HD CAMERA | BB | DR TAN KENG LU | L02 | ISH/BE/01583 | 0 |  | 0 | HOSPITAL | 34533 | 0 | 0 | 0 | 0 | 0 | 0 | 0 | 0 | 0 | 0 | 2021-01-01 | 1900-01-01 | 5 | [8 empty] | DR TAN KENG LU |  |  |  | 0 | 0 | [12 empty] | admin | 2024-12-12 14:25 |  | KARL STORZ | 9826NB | K7IE10417 |  |  |  | 1 | B | 1 |  | SUP100049 | UMMI SURGICAL SDN BHD | STOR 166074 | GERMANY |  | UMMI SURGICAL SDN BHD |  |  | 0 | 0 | 0 | 0 |  |  |  |  | 2019-01-16 | KPJ Ipoh Specialist Hospital | 2 | [12 empty] | 2025-09-01 | 2026-03-01 | bar: MAR; SEP
875 | H07B100875 | - | BEMS | B | - | ACT | C | H07 | BEMS | OPTICAL COHERANCE TOMOGRAPHY | OPTICAL COHERANCE TOMOGRAPHY | BB | DR ONG LIEH BIN | L02 | ISH/BE/02032 | 0 |  | 0 | HOSPITAL | 190000 | 0 | 0 | 0 | 0 | 0 | 0 | 0 | 0 | 0 | 0 | 2026-08-01 | 1900-01-01 | 0 | [8 empty] | DR ONG LIEH BIN |  |  |  | 0 | 0 | [12 empty] | admin | 2024-12-12 14:25 |  | TOPCON | 3D OCT-1 MAESTRO 2 | AV3141064 |  |  |  | 1 | B | 1 |  | KENANGA MEDIK SDN BHD | KENANGA MEDIK SDN BHD | STOR 228565 |  |  | KENANGA MEDIK SDN BHD |  |  | 0 | 0 | 0 | 0 |  |  |  |  | 2024-08-02 | KPJ Ipoh Specialist Hospital | 1 | [12 empty] | 2025-08-01 | 2026-08-01 | bar: AUG
876 | H07B100876 | - | BEMS | B | - | ACT | C | H07 | BEMS | NEGATIVE PRESSURE ISOLATOR | NEGATIVE PRESSURE ISOLATOR | BA | PHARMACY | GF | ISH/BE/00604 | 0 |  | 0 | HOSPITAL | 250000 | 0 | 0 | 0 | 0 | 0 | 0 | 0 | 0 | 0 | 0 |  | 1900-01-01 | 22 | [8 empty] | PHARMACY |  |  |  | 0 | 0 | [12 empty] | admin | 2024-12-12 14:25 |  | ENVAIR | CDC 'D' 2GD | WO 5423 |  |  |  | 1 | B | 1 |  | NEXTECH SDN.BHD | NEXTECH SDN.BHD |  | USA |  | VOV SDN BHD |  |  | 0 | 0 | 0 | 0 |  |  |  |  | 2002-12-04 | KPJ Ipoh Specialist Hospital | 2 | [12 empty] | 2025-11-01 | 2026-05-01 | bar: MAY; NOV
877 | H07B100877 | - | BEMS | B | - | CDM | N | H07 | BEMS | ELECTRICAL COUCH | ELECTRICAL COUCH | BA | PHYSIOTHERAPY | GF | ISH/BE/00222 | 0 |  | 0 | HOSPITAL | 0 | 0 | 0 | 0 | 0 | 0 | 0 | 0 | 0 | 0 | 0 |  | 1900-01-01 | 19 | [8 empty] | PHYSIOTHERAPY |  |  |  | 0 | 0 | [12 empty] | admin | 2024-12-12 14:25 |  | AKRON | N/A | N/A |  |  |  | 1 | B | 1 |  | ANTAH SRI RADIN SDN BHD | ANTAH SRI RADIN SDN BHD |  | USA |  | PRINCIP ENGINEERING |  |  | 0 | 0 | 0 | 0 |  |  |  |  | 1905-06-19 | KPJ Ipoh Specialist Hospital
878 | H07B100878 | - | BEMS | B | - | ACT | N | H07 | BEMS | ELTRAC 471 | ELTRAC 471 | BA | PHYSIOTHERAPY | GF | ISH/BE/00223 | 0 |  | 0 | HOSPITAL | 40000 | 0 | 0 | 0 | 0 | 0 | 0 | 0 | 0 | 0 | 0 |  | 1900-01-01 | 19 | [8 empty] | PHYSIOTHERAPY |  |  |  | 0 | 0 | [12 empty] | admin | 2024-12-12 14:25 |  | ENRAF NONIUS | 471 | 17045 |  |  |  | 1 | B | 1 |  | JH-ENRAF NONIUS (M) SDN BHD | JH-ENRAF NONIUS (M) SDN BHD |  | USA |  | PRINCIP ENGINEERING |  |  | 0 | 0 | 0 | 0 |  |  |  |  | 1905-06-20 | KPJ Ipoh Specialist Hospital | 1 | [12 empty] | 2025-08-01 | 2026-08-01 | bar: AUG
879 | H07B100879 | - | BEMS | B | - | ACT | N | H07 | BEMS | ELECTRICAL COUCH | ELECTRICAL COUCH | BA | PHYSIOTHERAPY | GF | ISH/BE/00224 | 0 |  | 0 | HOSPITAL | 0 | 0 | 0 | 0 | 0 | 0 | 0 | 0 | 0 | 0 | 0 |  | 1900-01-01 | 20 | [8 empty] | PHYSIOTHERAPY |  |  |  | 0 | 0 | [12 empty] | admin | 2024-12-12 14:25 |  | N/A | N/A | 100691 |  |  |  | 1 | B | 1 |  | MAYCARE SDN BHD | MAYCARE SDN BHD |  | USA |  | PRINCIP ENGINEERING |  |  | 0 | 0 | 0 | 0 |  |  |  |  | 2004-07-21 | KPJ Ipoh Specialist Hospital | 1 | [12 empty] | 2025-08-01 | 2026-08-01 | bar: AUG
880 | H07B100880 | - | BEMS | B | - | CDM | C | H07 | BEMS | INFARED | INFARED | BA | PHYSIOTHERAPY | GF | ISH/BE/00228 | 0 |  | 0 | HOSPITAL | 10000 | 0 | 0 | 0 | 0 | 0 | 0 | 0 | 0 | 0 | 0 |  | 1900-01-01 | 19 | [8 empty] | PHYSIOTHERAPY |  |  |  | 0 | 0 | [12 empty] | admin | 2024-12-12 14:25 |  | INFARED (IR LAMP) | 110 | 4003 / 2N |  |  |  | 1 | B | 1 |  | MAYCARE SDN BHD | MAYCARE SDN BHD |  | USA |  | PRINCIP ENGINEERING |  |  | 0 | 0 | 0 | 0 |  |  |  |  | 2005-12-07 | KPJ Ipoh Specialist Hospital
881 | H07B100881 | - | BEMS | B | - | ACT | C | H07 | BEMS | HYDROCOLLATOR HEATING UNIT | HYDROCOLLATOR HEATING UNIT | BA | PHYSIOTHERAPY | GF | ISH/BE/00229 | 0 |  | 0 | HOSPITAL | 10000 | 0 | 0 | 0 | 0 | 0 | 0 | 0 | 0 | 0 | 0 |  | 1900-01-01 | 19 | [8 empty] | PHYSIOTHERAPY |  |  |  | 0 | 0 | [12 empty] | admin | 2024-12-12 14:25 |  | HYDROCOLLATOR | M-2/SS | 9915 |  |  |  | 1 | B | 1 |  | MAYCARE SDN BHD | MAYCARE SDN BHD |  | USA |  | PRINCIP ENGINEERING |  |  | 0 | 0 | 0 | 0 |  |  |  |  | 2005-12-07 | KPJ Ipoh Specialist Hospital | 1 | [12 empty] | 2025-08-01 | 2026-08-01 | bar: AUG
882 | H07B100882 | - | BEMS | B | - | ACT | N | H07 | BEMS | ELECTRICAL COUCH | ELECTRICAL COUCH | BA | PHYSIOTHERAPY | GF | ISH/BE/00230 | 0 |  | 0 | HOSPITAL | 6000 | 0 | 0 | 0 | 0 | 0 | 0 | 0 | 0 | 0 | 0 |  | 1900-01-01 | 16 | [8 empty] | PHYSIOTHERAPY |  |  |  | 0 | 0 | [12 empty] | admin | 2024-12-12 14:25 |  | N/A | 125.082 | G006805 |  |  |  | 1 | B | 1 |  | MAYCARE SDN BHD | MAYCARE SDN BHD |  | USA |  | PRINCIP ENGINEERING |  |  | 0 | 0 | 0 | 0 |  |  |  |  | 2008-04-16 | KPJ Ipoh Specialist Hospital | 1 | [12 empty] | 2025-08-01 | 2026-08-01 | bar: AUG
883 | H07B100883 | - | BEMS | B | - | ACT | C | H07 | BEMS | TRANSCUTANEUS ELECTRICAL NERVE STIMULATOR | TRANSCUTANEUS ELECTRICAL NERVE STIMULATOR | BA | PHYSIOTHERAPY | GF | ISH/BE/00661 | 0 |  | 0 | HOSPITAL | 35000 | 0 | 0 | 0 | 0 | 0 | 0 | 0 | 0 | 0 | 0 | 2010-02-01 | 1900-01-01 | 15 | [8 empty] | PHYSIOTHERAPY |  |  |  | 0 | 0 | [12 empty] | admin | 2024-12-12 14:25 |  | HOMER ION | TENS21 | 100047 |  |  |  | 1 | B | 1 |  | HOMER STAR MARKETING SDN BHD | HOMER STAR MARKETING SDN BHD |  | USA |  | KYOSEI BOEKI SDN BHD |  |  | 0 | 0 | 0 | 0 |  |  |  |  | 2009-02-25 | KPJ Ipoh Specialist Hospital | 1 | [12 empty] | 2025-04-01 | 2026-04-01 | bar: APR
884 | H07B100884 | - | BEMS | B | - | ACT | C | H07 | BEMS | ULTRASOUND THERAPY UNIT | ULTRASOUND THERAPY UNIT | BA | PHYSIOTHERAPY | GF | ISH/BE/00686 | 0 |  | 0 | HOSPITAL | 8500 | 0 | 0 | 0 | 0 | 0 | 0 | 0 | 0 | 0 | 0 | 2010-05-01 | 1900-01-01 | 15 | [8 empty] | PHYSIOTHERAPY |  |  |  | 0 | 0 | [12 empty] | admin | 2024-12-12 14:25 |  | GYMNA | UTSH 204 | 55095 |  |  |  | 1 | B | 1 |  | MAYCARE SDN BHD | MAYCARE SDN BHD |  | USA |  | PRINCIP ENGINEERING |  |  | 0 | 0 | 0 | 0 |  |  |  |  | 2009-05-20 | KPJ Ipoh Specialist Hospital | 1 | [12 empty] | 2025-08-01 | 2026-08-01 | bar: AUG
885 | H07B100885 | - | BEMS | B | - | CDM | C | H07 | BEMS | HOT PACK HEATHER | HOT PACK HEATHER | BA | PHYSIOTHERAPY | GF | ISH/BE/00819 | 0 |  | 0 | HOSPITAL | 16040 | 0 | 0 | 0 | 0 | 0 | 0 | 0 | 0 | 0 | 0 | 2011-05-01 | 1900-01-01 | 14 | [8 empty] | PHYSIOTHERAPY |  |  |  | 0 | 0 | [12 empty] | admin | 2024-12-12 14:25 |  | N/A | R1106M | N/A |  |  |  | 1 | B | 1 |  | TES UNITCARE SUPPLIES | TES UNITCARE SUPPLIES |  | USA |  | PRINCIP ENGINEERING |  |  | 0 | 0 | 0 | 0 |  |  |  |  | 2010-01-06 | KPJ Ipoh Specialist Hospital
886 | H07B100886 | 10208 | BEMS | B | - | ACT | N | H07 | BEMS | ASPIRATORS | ASPIRATORS | BA | PHYSIOTHERAPY | GF | ISH/BE/00824 | 0 |  | 0 | HOSPITAL | 1600 | 0 | 0 | 0 | 0 | 0 | 0 | 0 | 0 | 0 | 0 | 2011-06-01 | 1900-01-01 | 14 | [8 empty] | PHYSIOTHERAPY |  |  |  | 0 | 0 | [12 empty] | admin | 2024-12-12 14:25 |  | STURDY | 7E-D | 9060080 |  |  |  | 1 | B | 1 |  | RITZ MEDICAL SDN BHD | RITZ MEDICAL SDN BHD |  | CHINA |  | PRINCIP ENGINEERING |  |  | 0 | 0 | 0 | 0 |  |  |  |  | 2010-06-15 | KPJ Ipoh Specialist Hospital | 1 | [12 empty] | 2025-07-01 | 2026-07-01 | bar: JUL
887 | H07B100887 | 14105 | BEMS | B | - | ACT | C | H07 | BEMS | TRACTION UNIT | TRACTION UNIT | BA | PHYSIOTHERAPY | GF | ISH/BE/00804 | 0 |  | 0 | HOSPITAL | 19371.25 | 0 | 0 | 0 | 0 | 0 | 0 | 0 | 0 | 0 | 0 | 2011-05-01 | 1900-01-01 | 14 | [8 empty] | PHYSIOTHERAPY |  |  |  | 0 | 0 | [12 empty] | admin | 2024-12-12 14:25 |  | MELTRON | ACCUTRAC | 1B9266014 |  |  |  | 1 | B | 1 |  | MEDIKA SUPPLIES SDN BHD | MEDIKA SUPPLIES SDN BHD |  | USA |  | PRINCIP ENGINEERING |  |  | 0 | 0 | 0 | 0 |  |  |  |  | 2010-07-05 | KPJ Ipoh Specialist Hospital | 1 | [12 empty] | 2025-08-01 | 2026-08-01 | bar: AUG
888 | H07B100888 | - | BEMS | B | - | ACT | N | H07 | BEMS | ELECTRICAL SPHYGMOMANOMETER | ELECTRICAL SPHYGMOMANOMETER | BA | PHYSIOTHERAPY | GF | ISH/BE/00903 | 0 |  | 0 | HOSPITAL | 300 | 0 | 0 | 0 | 0 | 0 | 0 | 0 | 0 | 0 | 0 | 2011-12-01 | 1900-01-01 | 14 | [8 empty] | PHYSIOTHERAPY |  |  |  | 0 | 0 | [12 empty] | admin | 2024-12-12 14:25 |  | ELEPHANT | DXJ-210 | DXJ-210101201 |  |  |  | 1 | B | 1 |  | RITZ MEDICAL SUPPLIES | RITZ MEDICAL SUPPLIES |  | CHINA |  | BEMS ISH |  |  | 0 | 0 | 0 | 0 |  |  |  |  | 2010-10-12 | KPJ Ipoh Specialist Hospital | 1 | [12 empty] | 2025-04-01 | 2026-04-01 | bar: APR
889 | H07B100889 | 14141 | BEMS | B | - | ACT | C | H07 | BEMS | TREADMILL | TREADMILL | BA | PHYSIOTHERAPY | GF | ISH/BE/01012 | 0 |  | 0 | HOSPITAL | 12500 | 0 | 0 | 0 | 0 | 0 | 0 | 0 | 0 | 0 | 0 | 2012-09-01 | 1900-01-01 | 13 | [8 empty] | PHYSIOTHERAPY |  |  |  | 0 | 0 | [12 empty] | admin | 2024-12-12 14:25 |  | KETTLER | POO368902VTWHM | 11780285200078 |  |  |  | 1 | B | 1 |  | JH-ENRAF NONIUS (M) SDN BHD | JH-ENRAF NONIUS (M) SDN BHD |  | USA |  | PRINCIP ENGINEERING |  |  | 0 | 0 | 0 | 0 |  |  |  |  | 2011-12-09 | KPJ Ipoh Specialist Hospital | 1 | [12 empty] | 2025-08-01 | 2026-08-01 | bar: AUG
890 | H07B100890 | - | BEMS | B | - | ACT | N | H07 | BEMS | ERGOMETER CYCLE | ERGOMETER CYCLE | BA | PHYSIOTHERAPY | GF | ISH/BE/01013 | 0 |  | 0 | HOSPITAL | 10445 | 0 | 0 | 0 | 0 | 0 | 0 | 0 | 0 | 0 | 0 | 2012-09-01 | 1900-01-01 | 13 | [8 empty] | PHYSIOTHERAPY |  |  |  | 0 | 0 | [12 empty] | admin | 2024-12-12 14:25 |  | MONARK | 970 | WBK277119 |  |  |  | 1 | B | 1 |  | JH-ENRAF NONIUS (M) SDN BHD | JH-ENRAF NONIUS (M) SDN BHD |  | USA |  | PRINCIP ENGINEERING |  |  | 0 | 0 | 0 | 0 |  |  |  |  | 2011-12-09 | KPJ Ipoh Specialist Hospital | 1 | [12 empty] | 2025-08-01 | 2026-08-01 | bar: AUG
891 | H07B100891 | - | BEMS | B | - | ACT | N | H07 | BEMS | ELECTRICAL COUCH | ELECTRICAL COUCH | BA | PHYSIOTHERAPY | GF | ISH/BE/01125 | 0 |  | 0 | HOSPITAL | 6000 | 0 | 0 | 0 | 0 | 0 | 0 | 0 | 0 | 0 | 0 | 2013-12-01 | 1900-01-01 | 12 | [8 empty] | PHYSIOTHERAPY |  |  |  | 0 | 0 | [12 empty] | admin | 2024-12-12 14:25 |  | GYMNA | DUO CLASSIC | G014242 |  |  |  | 1 | B | 1 |  | MALAYSIA HEALTHCARE SDN BHD | MALAYSIA HEALTHCARE SDN BHD |  | USA |  | PRINCIP ENGINEERING |  |  | 0 | 0 | 0 | 0 |  |  |  |  | 2012-12-20 | KPJ Ipoh Specialist Hospital | 1 | [12 empty] | 2025-08-01 | 2026-08-01 | bar: AUG
892 | H07B100892 | - | BEMS | B | - | ACT | N | H07 | BEMS | ELECTRICAL COUCH | ELECTRICAL COUCH | BA | PHYSIOTHERAPY | GF | ISH/BE/01126 | 0 |  | 0 | HOSPITAL | 6000 | 0 | 0 | 0 | 0 | 0 | 0 | 0 | 0 | 0 | 0 | 2013-12-01 | 1900-01-01 | 12 | [8 empty] | PHYSIOTHERAPY |  |  |  | 0 | 0 | [12 empty] | admin | 2024-12-12 14:25 |  | GYMNA | DUO CLASSIC | G014240 |  |  |  | 1 | B | 1 |  | MALAYSIA HEALTHCARE SDN BHD | MALAYSIA HEALTHCARE SDN BHD |  | USA |  | PRINCIP ENGINEERING |  |  | 0 | 0 | 0 | 0 |  |  |  |  | 2012-12-20 | KPJ Ipoh Specialist Hospital | 1 | [12 empty] | 2025-08-01 | 2026-08-01 | bar: AUG
893 | H07B100893 | - | BEMS | B | - | ACT | C | H07 | BEMS | ULTRASOUND THERAPY UNIT | ULTRASOUND THERAPY UNIT | BA | PHYSIOTHERAPY | GF | ISH/BE/01116 | 0 |  | 0 | HOSPITAL | 4900 | 0 | 0 | 0 | 0 | 0 | 0 | 0 | 0 | 0 | 0 | 2014-08-01 | 1900-01-01 | 11 | [8 empty] | PHYSIOTHERAPY |  |  |  | 0 | 0 | [12 empty] | admin | 2024-12-12 14:25 |  | ENRAF-NONIUS | SONOPULS 190 II | 02820 |  |  |  | 1 | B | 1 |  | JH-ENRAF NONIUS (M) SDN BHD | JH-ENRAF NONIUS (M) SDN BHD |  | USA |  | PRINCIP ENGINEERING |  |  | 0 | 0 | 0 | 0 |  |  |  |  | 2013-08-26 | KPJ Ipoh Specialist Hospital | 1 | [12 empty] | 2025-08-01 | 2026-08-01 | bar: AUG
894 | H07B100894 | - | BEMS | B | - | ACT | C | H07 | BEMS | TRANSCUTANEUS ELECTRICAL NERVE STIMULATOR | TRANSCUTANEUS ELECTRICAL NERVE STIMULATOR | BA | PHYSIOTHERAPY | GF | ISH/BE/01121 | 0 |  | 0 | HOSPITAL | 0 | 0 | 0 | 0 | 0 | 0 | 0 | 0 | 0 | 0 | 0 | 2014-09-01 | 1900-01-01 | 11 | [8 empty] | PHYSIOTHERAPY |  |  |  | 0 | 0 | [12 empty] | admin | 2024-12-12 14:25 |  | ENRAF-NONIUS | P82 | 19.225 |  |  |  | 1 | B | 1 |  | JH-ENRAF NONIUS (M) SDN BHD | JH-ENRAF NONIUS (M) SDN BHD |  | USA |  | KYOSEI BOEKI SDN BHD |  |  | 0 | 0 | 0 | 0 |  |  |  |  | 2013-09-24 | KPJ Ipoh Specialist Hospital | 1 | [12 empty] | 2025-08-01 | 2026-08-01 | bar: AUG
895 | H07B100895 | - | BEMS | B | - | ACT | N | H07 | BEMS | ELECTRICAL COUCH | ELECTRICAL COUCH | BA | PHYSIOTHERAPY | GF | ISH/BE/01119 | 0 |  | 0 | HOSPITAL | 0 | 0 | 0 | 0 | 0 | 0 | 0 | 0 | 0 | 0 | 0 | 2014-09-01 | 1900-01-01 | 11 | [8 empty] | PHYSIOTHERAPY |  |  |  | 0 | 0 | [12 empty] | admin | 2024-12-12 14:25 |  | ENRAF-NONIUS | MANUXELECT 2 | 55005037 |  |  |  | 1 | B | 1 |  | JH-ENRAF NONIUS (M) SDN BHD | JH-ENRAF NONIUS (M) SDN BHD |  | USA |  | PRINCIP ENGINEERING |  |  | 0 | 0 | 0 | 0 |  |  |  |  | 2013-09-24 | KPJ Ipoh Specialist Hospital | 1 | [12 empty] | 2025-08-01 | 2026-08-01 | bar: AUG
896 | H07B100896 | - | BEMS | B | - | ACT | N | H07 | BEMS | ELECTRICAL COUCH | ELECTRICAL COUCH | BA | PHYSIOTHERAPY | GF | ISH/BE/01120 | 0 |  | 0 | HOSPITAL | 0 | 0 | 0 | 0 | 0 | 0 | 0 | 0 | 0 | 0 | 0 | 2014-09-01 | 1900-01-01 | 11 | [8 empty] | PHYSIOTHERAPY |  |  |  | 0 | 0 | [12 empty] | admin | 2024-12-12 14:25 |  | ENRAF-NONIUS | MANUXELECT 2 | 55005038 |  |  |  | 1 | B | 1 |  | JH-ENRAF NONIUS (M) SDN BHD | JH-ENRAF NONIUS (M) SDN BHD |  | USA |  | PRINCIP ENGINEERING |  |  | 0 | 0 | 0 | 0 |  |  |  |  | 2013-09-24 | KPJ Ipoh Specialist Hospital | 1 | [12 empty] | 2025-08-01 | 2026-08-01 | bar: AUG
897 | H07B100897 | - | BEMS | B | - | ACT | C | H07 | BEMS | TRANSCUTANEUS ELECTRICAL NERVE STIMULATOR | TRANSCUTANEUS ELECTRICAL NERVE STIMULATOR | BA | PHYSIOTHERAPY | GF | ISH/BE/01137 | 0 |  | 0 | HOSPITAL | 35000 | 0 | 0 | 0 | 0 | 0 | 0 | 0 | 0 | 0 | 0 | 2015-01-01 | 1900-01-01 | 10 | [8 empty] | PHYSIOTHERAPY |  |  |  | 0 | 0 | [12 empty] | admin | 2024-12-12 14:25 |  | HOMER ION | TENS21 | 100050 |  |  |  | 1 | B | 1 |  | MIRAISTAR MARKERTING SDN BHD | MIRAISTAR MARKERTING SDN BHD |  | USA |  | KYOSEI BOEKI SDN BHD |  |  | 0 | 0 | 0 | 0 |  |  |  |  | 2014-01-16 | KPJ Ipoh Specialist Hospital | 1 | [12 empty] | 2025-04-01 | 2026-04-01 | bar: APR
898 | H07B100898 | - | BEMS | B | - | ACT | C | H07 | BEMS | TRANSCUTANEUS ELECTRICAL NERVE STIMULATOR | TRANSCUTANEUS ELECTRICAL NERVE STIMULATOR | BA | PHYSIOTHERAPY | GF | ISH/BE/01138 | 0 |  | 0 | HOSPITAL | 35000 | 0 | 0 | 0 | 0 | 0 | 0 | 0 | 0 | 0 | 0 | 2015-01-01 | 1900-01-01 | 10 | [8 empty] | PHYSIOTHERAPY |  |  |  | 0 | 0 | [12 empty] | admin | 2024-12-12 14:25 |  | HOMER ION | TENS21 | 100051 |  |  |  | 1 | B | 1 |  | MIRAISTAR MARKERTING SDN BHD | MIRAISTAR MARKERTING SDN BHD |  | USA |  | KYOSEI BOEKI SDN BHD |  |  | 0 | 0 | 0 | 0 |  |  |  |  | 2014-01-16 | KPJ Ipoh Specialist Hospital | 1 | [12 empty] | 2025-04-01 | 2026-04-01 | bar: APR
899 | H07B100899 | - | BEMS | B | - | ACT | N | H07 | BEMS | ELECTRICAL COUCH | ELECTRICAL COUCH | BA | PHYSIOTHERAPY | GF | ISH/BE/01205 | 0 |  | 0 | HOSPITAL | 9040 | 0 | 0 | 0 | 0 | 0 | 0 | 0 | 0 | 0 | 0 | 2015-12-01 | 1900-01-01 | 10 | [8 empty] | PHYSIOTHERAPY |  |  |  | 0 | 0 | [12 empty] | admin | 2024-12-12 14:25 |  | FISIO | DUALIS | 1265 |  |  |  | 1 | B | 1 |  | MEDI LIFESPORT (M) SDN BHD | MEDI LIFESPORT (M) SDN BHD |  | USA |  | PRINCIP ENGINEERING |  |  | 0 | 0 | 0 | 0 |  |  |  |  | 2014-12-04 | KPJ Ipoh Specialist Hospital | 1 | [12 empty] | 2025-08-01 | 2026-08-01 | bar: AUG
900 | H07B100900 | 14105 | BEMS | B | - | ACT | N | H07 | BEMS | TRACTION UNIT | TRACTION UNIT | BA | PHYSIOTHERAPY | GF | ISH/BE/01282 | 0 |  | 0 | HOSPITAL | 13530 | 0 | 0 | 0 | 0 | 0 | 0 | 0 | 0 | 0 | 0 | 2016-08-01 | 1900-01-01 | 9 | [8 empty] | PHYSIOTHERAPY |  |  |  | 0 | 0 | [12 empty] | admin | 2024-12-12 14:25 |  | BTL | 16 PLUS | 1C4122014 |  |  |  | 1 | B | 1 |  | BTL INDUSTRIES MALAYSIA SDN BHD | BTL INDUSTRIES MALAYSIA SDN BHD |  | USA |  | PRINCIP ENGINEERING |  |  | 0 | 0 | 0 | 0 |  |  |  |  | 2015-08-20 | KPJ Ipoh Specialist Hospital | 1 | [12 empty] | 2025-08-01 | 2026-08-01 | bar: AUG
901 | H07B100901 | 16944 | BEMS | B | - | ACT | C | H07 | BEMS | HIGH INTENSITY LASER | HIGH INTENSITY LASER | BA | PHYSIOTHERAPY | GF | ISH/BE/01420 | 0 |  | 0 | HOSPITAL | 82610.11 | 0 | 0 | 0 | 0 | 0 | 0 | 0 | 0 | 0 | 0 | 2018-06-01 | 1900-01-01 | 8 | [8 empty] | PHYSIOTHERAPY |  |  |  | 0 | 0 | [12 empty] | admin | 2024-12-12 14:25 |  | BTL | BTL-6000 | 041-B-01335 |  |  |  | 1 | B | 1 |  | BTL INDUSTRIES MALAYSIA SDN BHD | BTL INDUSTRIES MALAYSIA SDN BHD | STOR 130571(FA) | USA |  | BTL INDUSTRIES MALAYSIA SDN BHD |  |  | 0 | 0 | 0 | 0 |  |  |  |  | 2016-06-13 | KPJ Ipoh Specialist Hospital | 1 | [12 empty] | 2025-02-01 | 2026-02-01 | bar: FEB
902 | H07B100902 | - | BEMS | B | - | ACT | C | H07 | BEMS | ULTRASOUND THERAPY UNIT | ULTRASOUND THERAPY UNIT | BA | PHYSIOTHERAPY | GF | ISH/BE/01424 | 0 |  | 0 | HOSPITAL | 13500 | 0 | 0 | 0 | 0 | 0 | 0 | 0 | 0 | 0 | 0 | 2018-06-01 | 1900-01-01 | 8 | [8 empty] | PHYSIOTHERAPY |  |  |  | 0 | 0 | [12 empty] | admin | 2024-12-12 14:25 |  | GYMNA | PULSON 200 | 75408 |  |  |  | 1 | B | 1 |  | MALAYSIAN HEALTHCARE SDN BHD | MALAYSIAN HEALTHCARE SDN BHD | STOR 130539(FA) | USA |  | PRINCIP ENGINEERING |  |  | 0 | 0 | 0 | 0 |  |  |  |  | 2016-06-28 | KPJ Ipoh Specialist Hospital | 1 | [12 empty] | 2025-08-01 | 2026-08-01 | bar: AUG
903 | H07B100903 | - | BEMS | B | - | ACT | C | H07 | BEMS | ULTRASOUND THERAPY UNIT | ULTRASOUND THERAPY UNIT | BA | PHYSIOTHERAPY | GF | ISH/BE/01524 | 0 |  | 0 | HOSPITAL | 7500 | 0 | 0 | 0 | 0 | 0 | 0 | 0 | 0 | 0 | 0 | 2018-07-01 | 1900-01-01 | 7 | [8 empty] | PHYSIOTHERAPY |  |  |  | 0 | 0 | [12 empty] | admin | 2024-12-12 14:25 |  | GYMNA | PULSON 100 | 101816 |  |  |  | 1 | B | 1 |  | PERNIAGAAN MEGA MEDIK | PERNIAGAAN MEGA MEDIK | STOR 142417 (FA) | USA |  | PRINCIP ENGINEERING |  |  | 0 | 0 | 0 | 0 |  |  |  |  | 2017-07-24 | KPJ Ipoh Specialist Hospital | 1 | [12 empty] | 2025-08-01 | 2026-08-01 | bar: AUG
904 | H07B100904 | - | BEMS | B | - | ACT | N | H07 | BEMS | ELECTRICAL COUCH | ELECTRICAL COUCH | BA | PHYSIOTHERAPY | GF | ISH/BE/01562 | 0 |  | 0 | HOSPITAL | 8300 | 0 | 0 | 0 | 0 | 0 | 0 | 0 | 0 | 0 | 0 | 2018-12-01 | 1900-01-01 | 7 | [8 empty] | PHYSIOTHERAPY |  |  |  | 0 | 0 | [12 empty] | admin | 2024-12-12 14:25 |  | GYMNA | G2 DUO | G043594 |  |  |  | 1 | B | 1 |  | MALAYSIAN HEALTHCARE SDN BHD | MALAYSIAN HEALTHCARE SDN BHD | STOR 147764 (FA) | USA |  | PRINCIP ENGINEERING |  |  | 0 | 0 | 0 | 0 |  |  |  |  | 2017-12-08 | KPJ Ipoh Specialist Hospital | 1 | [12 empty] | 2025-08-01 | 2026-08-01 | bar: AUG
905 | H07B100905 | - | BEMS | B | - | ACT | N | H07 | BEMS | ELECTRICAL COUCH | ELECTRICAL COUCH | BA | PHYSIOTHERAPY | GF | ISH/BE/01563 | 0 |  | 0 | HOSPITAL | 8300 | 0 | 0 | 0 | 0 | 0 | 0 | 0 | 0 | 0 | 0 | 2018-12-01 | 1900-01-01 | 7 | [8 empty] | PHYSIOTHERAPY |  |  |  | 0 | 0 | [12 empty] | admin | 2024-12-12 14:25 |  | GYMNA | G2 DUO | G043595 |  |  |  | 1 | B | 1 |  | MALAYSIAN HEALTHCARE SDN BHD | MALAYSIAN HEALTHCARE SDN BHD | STOR 147764 (FA) | USA |  | PRINCIP ENGINEERING |  |  | 0 | 0 | 0 | 0 |  |  |  |  | 2017-12-08 | KPJ Ipoh Specialist Hospital | 1 | [12 empty] | 2025-08-01 | 2026-08-01 | bar: AUG
906 | H07B100906 | - | BEMS | B | - | ACT | N | H07 | BEMS | ELECTRICAL COUCH | ELECTRICAL COUCH | BA | PHYSIOTHERAPY | GF | ISH/BE/01564 | 0 |  | 0 | HOSPITAL | 8300 | 0 | 0 | 0 | 0 | 0 | 0 | 0 | 0 | 0 | 0 | 2018-12-01 | 1900-01-01 | 7 | [8 empty] | PHYSIOTHERAPY |  |  |  | 0 | 0 | [12 empty] | admin | 2024-12-12 14:25 |  | GYMNA | G2 DUO | G043593 |  |  |  | 1 | B | 1 |  | MALAYSIAN HEALTHCARE SDN BHD | MALAYSIAN HEALTHCARE SDN BHD | STOR 147764 (FA) | USA |  | PRINCIP ENGINEERING |  |  | 0 | 0 | 0 | 0 |  |  |  |  | 2017-12-08 | KPJ Ipoh Specialist Hospital | 1 | [12 empty] | 2025-08-01 | 2026-08-01 | bar: AUG
907 | H07B100907 | - | BEMS | B | - | ACT | C | H07 | BEMS | ELECTROTHERAPY UNIT | ELECTROTHERAPY UNIT | BA | PHYSIOTHERAPY | GF | ISH/BE/01572 | 0 |  | 0 | HOSPITAL | 21200 | 0 | 0 | 0 | 0 | 0 | 0 | 0 | 0 | 0 | 0 | 2019-05-01 | 1900-01-01 | 6 | [8 empty] | PHYSIOTHERAPY |  |  |  | 0 | 0 | [12 empty] | admin | 2024-12-12 14:25 |  | ENRAF-NONIUS | ENDOMED 482 & VOCATRON 460 | 37122 |  |  |  | 1 | B | 1 |  | PERNIAGAAN MEGA MEDIK | PERNIAGAAN MEGA MEDIK | STOR 156692 | USA |  | PRINCIP ENGINEERING |  |  | 0 | 0 | 0 | 0 |  |  |  |  | 2018-05-31 | KPJ Ipoh Specialist Hospital | 1 | [12 empty] | 2025-08-01 | 2026-08-01 | bar: AUG
908 | H07B100908 | - | BEMS | B | - | ACT | C | H07 | BEMS | TRANSCUTANEUS ELECTRICAL NERVE STIMULATOR | TRANSCUTANEUS ELECTRICAL NERVE STIMULATOR | BA | PHYSIOTHERAPY | GF | ISH/BE/01578 | 0 |  | 0 | HOSPITAL | 22800 | 0 | 0 | 0 | 0 | 0 | 0 | 0 | 0 | 0 | 0 | 2019-09-01 | 1900-01-01 | 6 | [8 empty] | PHYSIOTHERAPY |  |  |  | 0 | 0 | [12 empty] | admin | 2024-12-12 14:25 |  | HOMER ION | TENS 21 | 100061 |  |  |  | 1 | B | 1 |  | KYOSEI BOEKI (M) SDN BHD | KYOSEI BOEKI (M) SDN BHD | STOR163394(FA) | JAPAN |  | KYOSEI BOEKI (M) SDN BHD |  |  | 0 | 0 | 0 | 0 |  |  |  |  | 2018-09-27 | KPJ Ipoh Specialist Hospital | 1 | [12 empty] | 2025-04-01 | 2026-04-01 | bar: APR
909 | H07B100909 | - | BEMS | B | - | ACT | N | H07 | BEMS | ELECTRICAL COUCH | ELECTRICAL COUCH | BA | PHYSIOTHERAPY | GF | ISH/BE/01498 | 0 |  | 0 | HOSPITAL | 5400 | 0 | 0 | 0 | 0 | 0 | 0 | 0 | 0 | 0 | 0 | 2017-10-01 | 1900-01-01 | 8 | [8 empty] | PHYSIOTHERAPY |  |  |  | 0 | 0 | [12 empty] | admin | 2024-12-12 14:25 |  | GYMNA | EC6200 | 91768 |  |  |  | 1 | B | 1 |  | PERNIAGAAN MEGA MEDIK | PERNIAGAAN MEGA MEDIK | STOR 135941 (FA) | USA |  | PRINCIP ENGINEERING |  |  | 0 | 0 | 0 | 0 |  |  |  |  | 2016-10-06 | KPJ Ipoh Specialist Hospital | 1 | [12 empty] | 2025-08-01 | 2026-08-01 | bar: AUG
910 | H07B100910 | - | BEMS | B | - | ACT | C | H07 | BEMS | ULTRASOUND THERAPY UNIT | ULTRASOUND THERAPY UNIT | BA | PHYSIOTHERAPY | GF | ISH/BE/01505 | 0 |  | 0 | HOSPITAL | 7800 | 0 | 0 | 0 | 0 | 0 | 0 | 0 | 0 | 0 | 0 | 2017-12-01 | 1900-01-01 | 8 | [8 empty] | PHYSIOTHERAPY |  |  |  | 0 | 0 | [12 empty] | admin | 2024-12-12 14:25 |  | GYMNA | PULSON 100 | 71759 |  |  |  | 1 | B | 1 |  | PERNIAGAAN MEGA MEDIK | PERNIAGAAN MEGA MEDIK | STOR 135941 (FA) | USA |  | PRINCIP ENGINEERING |  |  | 0 | 0 | 0 | 0 |  |  |  |  | 2017-12-30 | KPJ Ipoh Specialist Hospital | 1 | [12 empty] | 2025-08-01 | 2026-08-01 | bar: AUG
911 | H07B100911 | - | BEMS | B | - | ACT | C | H07 | BEMS | RECUMBENT BIKE | RECUMBENT BIKE | BA | PHYSIOTHERAPY | GF | ISH/BE/01731 | 0 |  | 0 | HOSPITAL | 6400 | 0 | 0 | 0 | 0 | 0 | 0 | 0 | 0 | 0 | 0 | 2023-11-01 | 1900-01-01 | 2 | [8 empty] | PHYSIOTHERAPY |  |  |  | 0 | 0 | [12 empty] | admin | 2024-12-12 14:25 |  | SCHWINN | 510R | 100936PRO22100021 |  |  |  | 1 | B | 1 |  | PERNIAGAAN MEGA MEDIK | PERNIAGAAN MEGA MEDIK | STOR 207319 | USA |  | PERNIAGAAN MEGA MEDIK |  |  | 0 | 0 | 0 | 0 |  |  |  |  | 2022-11-29 | KPJ Ipoh Specialist Hospital | 1 | [12 empty] | 2025-11-01 | 2026-11-01 | bar: NOV
912 | H07B100912 | - | BEMS | B | - | ACT | C | H07 | BEMS | SHOCKWAVE THERAPHY | SHOCKWAVE THERAPHY | BA | PHYSIOTHERAPY | GF | ISH/BE/01739 | 0 |  | 0 | HOSPITAL | 39000 | 0 | 0 | 0 | 0 | 0 | 0 | 0 | 0 | 0 | 0 | 2024-12-01 | 1900-01-01 | 2 | [8 empty] | PHYSIOTHERAPY |  |  |  | 0 | 0 | [12 empty] | admin | 2024-12-12 14:25 |  | BTL | BTL-6000 SWT TOPLINE | 04400B012947 |  |  |  | 1 | B | 1 |  | BTL INDUSTRIES MALAYSIA SDN BHD | BTL INDUSTRIES MALAYSIA SDN BHD | STOR 207471 | USA |  | BTL INDUSTRIES MALAYSIA SDN BHD |  |  | 0 | 0 | 0 | 0 |  |  |  |  | 2022-07-12 | KPJ Ipoh Specialist Hospital | 1 | [12 empty] | 2025-12-01 | 2026-12-01 | bar: DEC
913 | H07B100913 | - | BEMS | B | - | ACT | C | H07 | BEMS | ULTRASOUND THERAPY UNIT | ULTRASOUND THERAPY UNIT | BA | PHYSIOTHERAPY | GF | ISH/BE/01740 | 0 |  | 0 | HOSPITAL | 6950 | 0 | 0 | 0 | 0 | 0 | 0 | 0 | 0 | 0 | 0 | 2024-12-01 | 1900-01-01 | 2 | [8 empty] | PHYSIOTHERAPY |  |  |  | 0 | 0 | [12 empty] | admin | 2024-12-12 14:25 |  | BTL | BTL-4710 SMART | 058S0B023574 |  |  |  | 1 | B | 1 |  | BTL INDUSTRIES MALAYSIA SDN BHD | BTL INDUSTRIES MALAYSIA SDN BHD | STOR 207318 | USA |  | BTL INDUSTRIES MALAYSIA SDN BHD |  |  | 0 | 0 | 0 | 0 |  |  |  |  | 2022-07-12 | KPJ Ipoh Specialist Hospital | 1 | [12 empty] | 2025-02-01 | 2026-02-01 | bar: FEB
914 | H07B100914 | - | BEMS | B | - | ACT | C | H07 | BEMS | ULTRASOUND THERAPY UNIT | ULTRASOUND THERAPY UNIT | BA | PHYSIOTHERAPY | GF | ISH/BE/01741 | 0 |  | 0 | HOSPITAL | 6950 | 0 | 0 | 0 | 0 | 0 | 0 | 0 | 0 | 0 | 0 | 2024-12-01 | 1900-01-01 | 2 | [8 empty] | PHYSIOTHERAPY |  |  |  | 0 | 0 | [12 empty] | admin | 2024-12-12 14:25 |  | BTL | BTL-4710 SMART | 058S0B023618 |  |  |  | 1 | B | 1 |  | BTL INDUSTRIES MALAYSIA SDN BHD | BTL INDUSTRIES MALAYSIA SDN BHD | STOR 207318 | USA |  | BTL INDUSTRIES MALAYSIA SDN BHD |  |  | 0 | 0 | 0 | 0 |  |  |  |  | 2022-07-12 | KPJ Ipoh Specialist Hospital | 1 | [12 empty] | 2025-12-01 | 2026-12-01 | bar: DEC
915 | H07B100915 | - | BEMS | B | - | ACT | C | H07 | BEMS | ULTRASOUND THERAPY UNIT | ULTRASOUND THERAPY UNIT | BA | PHYSIOTHERAPY | GF | ISH/BE/01886 | 0 |  | 0 | HOSPITAL | 13000 | 0 | 0 | 0 | 0 | 0 | 0 | 0 | 0 | 0 | 0 | 2025-11-07 | 1900-01-01 | 1 | [8 empty] | PHYSIOTHERAPY |  |  |  | 0 | 0 | [12 empty] | admin | 2024-12-12 14:25 |  | BTL | BTL-4710 PREMIUM | 058P0B024742 |  |  |  | 1 | B | 1 |  | BTL INDUSTRIES MALAYSIA SDN BHD | BTL INDUSTRIES MALAYSIA SDN BHD | STOR 214542 | USA |  | BTL INDUSTRIES MALAYSIA SDN BHD |  |  | 0 | 0 | 0 | 0 |  |  |  |  | 2023-12-07 | KPJ Ipoh Specialist Hospital | 1 | [12 empty] | 2025-07-01 | 2026-07-01 | bar: JUL
916 | H07B100916 | - | BEMS | B | - | ACT | C | H07 | BEMS | TREATMILL HOIST SYSTEM | TREATMILL HOIST SYSTEM | BA | PHYSIOTHERAPY | GF | ISH/BE/01932 | 0 |  | 0 | HOSPITAL | 37810 | 0 | 0 | 0 | 0 | 0 | 0 | 0 | 0 | 0 | 0 | 2025-10-04 | 1900-01-01 | 1 | [8 empty] | PHYSIOTHERAPY |  |  |  | 0 | 0 | [12 empty] | admin | 2024-12-12 14:25 |  | DIRECT HEALTHCARE GROUP | RISE BASIC | 23030015 |  |  |  | 1 | B | 1 |  | MEDIKA SUPPLIES SDN BHD | MEDIKA SUPPLIES SDN BHD | STOR214581 | SWIDEN |  | MEDIKA SUPPLIES SDN BHD |  |  | 0 | 0 | 0 | 0 |  |  |  |  | 2023-05-10 | KPJ Ipoh Specialist Hospital | 1 | [12 empty] | 2025-10-01 | 2026-10-01 | bar: OCT
917 | H07B100917 | - | BEMS | B | - | ACT | N | H07 | BEMS | ELECTRIC TILT TABLE | ELECTRIC TILT TABLE | BA | PHYSIOTHERAPY | GF | ISH/BE/01951 | 0 |  | 0 | HOSPITAL | 13500 | 0 | 0 | 0 | 0 | 0 | 0 | 0 | 0 | 0 | 0 |  | 1900-01-01 | 1 | [8 empty] | PHYSIOTHERAPY |  |  |  | 0 | 0 | [12 empty] | admin | 2024-12-12 14:25 |  | KDM MEDI | KDM-C109A | N/A |  |  |  | 1 | B | 1 |  | PRINCIP ENGINEEERING | PRINCIP ENGINEEERING | STOR 218380 | CHINA |  | PRINCIP ENGINEERING |  |  | 0 | 0 | 0 | 0 |  |  |  |  | 2023-10-30 | KPJ Ipoh Specialist Hospital | 1 | [12 empty] | 2025-10-01 | 2026-10-01 | bar: OCT
918 | H07B100918 | - | BEMS | B | - | ACT | C | H07 | BEMS | IR LAMP NON LUMINIOUS | IR LAMP NON LUMINIOUS | BA | PHYSIOTHERAPY | GF | ISH/BE/01960 | 0 |  | 0 | HOSPITAL | 15000 | 0 | 0 | 0 | 0 | 0 | 0 | 0 | 0 | 0 | 0 | 2024-12-10 | 1900-01-01 | 1 | [8 empty] | PHYSIOTHERAPY |  |  |  | 0 | 0 | [12 empty] | admin | 2024-12-12 14:25 |  | VERRE & QUARTZ | 4003/2N | 23082908 |  |  |  | 1 | B | 1 |  | EL SHAF RIZQI SOLUTIONS | EL SHAF RIZQI SOLUTIONS | STOR 218379 | FRANCE |  | EL SHAF RIZQI SOLUTIONS |  |  | 0 | 0 | 0 | 0 |  |  |  |  | 2023-11-12 | KPJ Ipoh Specialist Hospital | 1 | [12 empty] | 2025-01-01 | 2026-01-01 | bar: JAN
919 | H07B100919 | - | BEMS | B | - | ACT | C | H07 | BEMS | ULTRASOUND THERAPY UNIT | ULTRASOUND THERAPY UNIT | BA | PHYSIOTHERAPY | GF | ISH/BE/01961 | 0 |  | 0 | HOSPITAL | 19000 | 0 | 0 | 0 | 0 | 0 | 0 | 0 | 0 | 0 | 0 |  | 1900-01-01 | 1 | [8 empty] | PHYSIOTHERAPY |  |  |  | 0 | 0 | [12 empty] | admin | 2024-12-12 14:25 |  | GYMNA UNIPHY | PULSON 200 | 130238 |  |  |  | 1 | B | 1 |  | EL SHAF RIZQI SOLUTIONS | EL SHAF RIZQI SOLUTIONS | STOR 215099 | BELGIUM |  | EL SHAF RIZQI SOLUTIONS |  |  | 0 | 0 | 0 | 0 |  |  |  |  | 2023-12-14 | KPJ Ipoh Specialist Hospital | 1 | [12 empty] | 2025-12-01 | 2026-12-01 | bar: DEC
920 | H07B100920 | - | BEMS | B | - | ACT | C | H07 | BEMS | TENS WIRELESS PROFESSIONAL FULL 4 CHANNEL | TENS WIRELESS PROFESSIONAL FULL 4 CHANNEL | BA | PHYSIOTHERAPY | GF | ISH/BE/01962 | 0 |  | 0 | HOSPITAL | 24700 | 0 | 0 | 0 | 0 | 0 | 0 | 0 | 0 | 0 | 0 | 2026-01-08 | 1900-01-01 | 1 | [8 empty] | PHYSIOTHERAPY |  |  |  | 0 | 0 | [12 empty] | admin | 2024-12-12 14:25 |  | CHATTANOOGA | 2532119 | YMP022257 & YMP022116 |  |  |  | 1 | B | 1 |  | SUP100026 | PRINCIP ENGINEERING | STOR 220400 | USA |  | PRINCIP ENGINEERING |  |  | 0 | 0 | 0 | 0 |  |  |  |  | 2024-01-09 | KPJ Ipoh Specialist Hospital | 0
921 | H07B100921 | - | BEMS | B | - | ACT | C | H07 | BEMS | VITALSTIM PLUS ELECTROTHERAPY SYSTEM | VITALSTIM PLUS ELECTROTHERAPY SYSTEM | BA | PHYSIOTHERAPY | GF | ISH/BE/01963 | 0 |  | 0 | HOSPITAL | 24900 | 0 | 0 | 0 | 0 | 0 | 0 | 0 | 0 | 0 | 0 | 2026-01-08 | 1900-01-01 | 1 | [8 empty] | PHYSIOTHERAPY |  |  |  | 0 | 0 | [12 empty] | admin | 2024-12-12 14:25 |  | CHATTANOOGA | 5923-3 | (21)005720 |  |  |  | 1 | B | 1 |  | SUP100026 | PRINCIP ENGINEERING | STOR 220407 | USA |  | PRINCIP ENGINEERING |  |  | 0 | 0 | 0 | 0 |  |  |  |  | 2024-01-09 | KPJ Ipoh Specialist Hospital | 0
922 | H07B100922 | - | BEMS | B | - | ACT | C | H07 | BEMS | MOTOMED MUVI | MOTOMED MUVI | BA | PHYSIOTHERAPY | GF | ISH/BE/01964 | 0 |  | 0 | HOSPITAL | 43000 | 0 | 0 | 0 | 0 | 0 | 0 | 0 | 0 | 0 | 0 |  | 1900-01-01 | 0 | [8 empty] | PHYSIOTHERAPY |  |  |  | 0 | 0 | [12 empty] | admin | 2024-12-12 14:25 |  | RECK-THECNIK GMBH & CO.KG | 300 | 149-VM3-000505 |  |  |  | 1 | B | 1 |  | SUP100018 | IDS MEDICAL SYSTEM (M) SDN BHD | STOR 220538 | USA |  | IDS MEDICAL SYSTEMS (M) SDN BHD |  |  | 0 | 0 | 0 | 0 |  |  |  |  | 2024-01-23 | KPJ Ipoh Specialist Hospital | 1 | [12 empty] | 2025-01-01 | 2026-01-01 | bar: JAN
923 | H07B100923 | - | BEMS | B | - | ACT | C | H07 | BEMS | MOTOMED LAYSON | MOTOMED LAYSON | BA | PHYSIOTHERAPY | GF | ISH/BE/01978 | 0 |  | 0 | HOSPITAL | 49900 | 0 | 0 | 0 | 0 | 0 | 0 | 0 | 0 | 0 | 0 | 2026-03-28 | 1900-01-01 | 0 | [8 empty] | PHYSIOTHERAPY |  |  |  | 0 | 0 | [12 empty] | admin | 2024-12-12 14:25 |  | RECK-TECHNIK GMBH & CO. K | 261.030 | K05-LY-030502 |  |  |  | 1 | B | 1 |  | IDS MEDICAL SYSTEMS (M) SDN BHD | IDS MEDICAL SYSTEMS (M) SDN BHD | STOR 220931 (FA) | USA |  | IDS MEDICAL SYSTEMS (M) SDN BHD |  |  | 0 | 0 | 0 | 0 |  |  |  |  | 2024-03-29 | KPJ Ipoh Specialist Hospital | 1 | [12 empty] | 2025-03-01 | 2026-03-01 | bar: MAR
924 | H07B100924 | - | BEMS | B | - | ACT | C | H07 | BEMS | HYDROCOLLATOR HEATING UNIT | HYDROCOLLATOR HEATING UNIT | BA | PHYSIOTHERAPY | GF | ISH/BE/02010 | 0 |  | 0 | HOSPITAL | 21000 | 0 | 0 | 0 | 0 | 0 | 0 | 0 | 0 | 0 | 0 | 2026-05-13 | 1900-01-01 | 0 | [8 empty] | PHYSIOTHERAPY |  |  |  | 0 | 0 | [12 empty] | admin | 2024-12-12 14:25 |  | CHATTANOOGA | M2 | T5111 |  |  |  | 1 | B | 1 |  | SUP100026 | PRINCIP ENGINEERING | STOR 223452 | USA |  | PRINCIP ENGINEERING |  |  | 0 | 0 | 0 | 0 |  |  |  |  | 2024-05-14 | KPJ Ipoh Specialist Hospital | 1 | [12 empty] | 2025-05-01 | 2026-05-01 | bar: MAY
925 | H07B100925 | - | BEMS | B | - | ACT | N | H07 | BEMS | ELECTRICAL COUCH | ELECTRICAL COUCH | BA | PHYSIOTHERAPY | GF | ISH/BE/02038 | 0 |  | 0 | HOSPITAL | 6000 | 0 | 0 | 0 | 0 | 0 | 0 | 0 | 0 | 0 | 0 | 2013-12-01 | 1900-01-01 | 12 | [8 empty] | PHYSIOTHERAPY |  |  |  | 0 | 0 | [12 empty] | admin | 2024-12-12 14:25 |  | GYMNA | DUO CLASSIC | G014241 |  |  |  | 1 | B | 1 |  | MALAYSIA HEALTHCARE SDN BHD | MALAYSIA HEALTHCARE SDN BHD |  | USA |  | PRINCIP ENGINEERING |  |  | 0 | 0 | 0 | 0 |  |  |  |  | 2012-12-20 | KPJ Ipoh Specialist Hospital | 1 | [12 empty] | 2025-08-01 | 2026-08-01 | bar: AUG
926 | H07B100926 | - | BEMS | B | - | ACT | C | H07 | BEMS | NEURO MASCULAR ELECTRICAL STIMULATION | NEURO MASCULAR ELECTRICAL STIMULATION | BA | PHYSIOTHERAPY | GF | ISH/BE/02047 | 0 |  | 0 | HOSPITAL | 5300 | 0 | 0 | 0 | 0 | 0 | 0 | 0 | 0 | 0 | 0 | 2025-09-04 | 1900-01-01 | 0 | [8 empty] | PHYSIOTHERAPY |  |  |  | 0 | 0 | [12 empty] | admin | 2024-12-12 14:25 |  | DJO | COMPEX | YRP076730 |  |  |  | 1 | B | 1 |  | SYARIKAT WELLCHEM SDN BHD | SYARIKAT WELLCHEM SDN BHD | STOR 229878 | FRANCE |  | SYARIKAT WELLCHEM SDN BHD |  |  | 0 | 0 | 0 | 0 |  |  |  |  | 2024-09-05 | KPJ Ipoh Specialist Hospital | 1 | [12 empty] | 2025-09-01 | 2026-09-01 | bar: SEP
927 | H07B100927 | - | BEMS | B | - | ACT | C | H07 | BEMS | NEURO MASCULAR ELECTRICAL STIMULATION | NEURO MASCULAR ELECTRICAL STIMULATION | BA | PHYSIOTHERAPY | GF | ISH/BE/02048 | 0 |  | 0 | HOSPITAL | 5300 | 0 | 0 | 0 | 0 | 0 | 0 | 0 | 0 | 0 | 0 | 2025-09-04 | 1900-01-01 | 0 | [8 empty] | PHYSIOTHERAPY |  |  |  | 0 | 0 | [12 empty] | admin | 2024-12-12 14:25 |  | DJO | COMPEX | YRP077501 |  |  |  | 1 | B | 1 |  | SYARIKAT WELLCHEM SDN BHD | SYARIKAT WELLCHEM SDN BHD | STOR 229878 | FRANCE |  | SYARIKAT WELLCHEM SDN BHD |  |  | 0 | 0 | 0 | 0 |  |  |  |  | 2024-09-05 | KPJ Ipoh Specialist Hospital | 1 | [12 empty] | 2025-09-01 | 2026-09-01 | bar: SEP
928 | H07B100928 | - | BEMS | B | - | ACT | C | H07 | BEMS | TRANSCRANIAL MAGNETIC STIMULATION (TMS) | TRANSCRANIAL MAGNETIC STIMULATION (TMS) | BA | PHYSIOTHERAPY | GF | ISH/BE/02060 | 0 |  | 0 | HOSPITAL | 248000 | 0 | 0 | 0 | 0 | 0 | 0 | 0 | 0 | 0 | 0 | 2026-09-18 | 1900-01-01 | 0 | [8 empty] | PHYSIOTHERAPY |  |  |  | 0 | 0 | [12 empty] | admin | 2024-12-12 14:25 |  | SHENZHEN YING CHI TECHNOL | M-100 ULTIMATE | TUAB408028001 |  |  |  | 1 | B | 1 |  | SUTERA KARLMEDIK SDN BHD | SUTERA KARLMEDIK SDN BHD | STOR 228953 (FA) | CHINA |  | DAN MEDIK SDN BHD |  |  | 0 | 0 | 0 | 0 |  |  |  |  | 2024-09-19 | KPJ Ipoh Specialist Hospital | 2 | [12 empty] | 2025-09-01 | 2026-03-01 | bar: MAR; SEP
929 | H07B100929 | 10208 | BEMS | B | - | ACT | N | H07 | BEMS | ASPIRATOR | ASPIRATOR | BA | PHYSIOTHERAPY | GF | ISH/BE/02066 | 0 |  | 0 | HOSPITAL | 1400 | 0 | 0 | 0 | 0 | 0 | 0 | 0 | 0 | 0 | 0 | 2025-09-25 | 1900-01-01 | 0 | [8 empty] | PHYSIOTHERAPY |  |  |  | 0 | 0 | [12 empty] | admin | 2024-12-12 14:25 |  | CA-MI | NEW ASKIR 30 PROXIMITY | 8463 |  |  |  | 1 | B | 1 |  | SUP100026 | PRINCIP ENGINEERING | STOR 230476 | ITALY |  | PRINCIP ENGINEERING |  |  | 0 | 0 | 0 | 0 |  |  |  |  | 2024-09-26 | KPJ Ipoh Specialist Hospital | 1 | [12 empty] | 2025-09-01 | 2026-09-01 | bar: SEP
930 | H07B100930 | - | BEMS | B | - | ACT | C | H07 | BEMS | MAGNETIC STIMULATION | MAGNETIC STIMULATION | BA | PHYSIOTHERAPY | GF | ISH/BE/02070 | 0 |  | 0 | HOSPITAL | 245000 | 0 | 0 | 0 | 0 | 0 | 0 | 0 | 0 | 0 | 0 | 2026-10-01 | 1900-01-01 | 0 | [8 empty] | PHYSIOTHERAPY |  |  |  | 0 | 0 | [12 empty] | admin | 2024-12-12 14:25 |  | FOTONA | STARFORMER | 24000515 |  |  |  | 1 | B | 1 |  | INFINITY MEDICAL SDN BHD | INFINITY MEDICAL SDN BHD | STOR 228562 |  |  | INFINITY MEDICAL SDN BHD |  |  | 0 | 0 | 0 | 0 |  |  |  |  | 2024-10-02 | KPJ Ipoh Specialist Hospital | 2 | [12 empty] | 2025-10-01 | 2026-04-01 | bar: APR; OCT
931 | H07B100931 | - | BEMS | B | - | ACT | C | H07 | BEMS | BIOLOGICAL STIMULATION SYSTEM | BIOLOGICAL STIMULATION SYSTEM | BA | PHYSIOTHERAPY | GF | ISH/BE/02071 | 0 |  | 0 | HOSPITAL | 0 | 0 | 0 | 0 | 0 | 0 | 0 | 0 | 0 | 0 | 0 | 2026-10-01 | 1900-01-01 | 0 | [8 empty] | PHYSIOTHERAPY |  |  |  | 0 | 0 | [12 empty] | admin | 2024-12-12 14:25 |  | MEDLANDER | B2S | CACC00068 |  |  |  | 1 | B | 1 |  | INFINITY MEDICAL SDN BHD | INFINITY MEDICAL SDN BHD | STOR 228562 |  |  | INFINITY MEDICAL SDN BHD |  |  | 0 | 0 | 0 | 0 |  |  |  |  | 2024-10-02 | KPJ Ipoh Specialist Hospital | 2 | [12 empty] | 2025-10-01 | 2026-04-01 | bar: APR; OCT
932 | H07B100932 | - | BEMS | B | - | ACT | C | H07 | BEMS | PATIENT HOIST | PATIENT HOIST | BA | PHYSIOTHERAPY | GF | ISH/BE/02088 | 0 |  | 0 | HOSPITAL | 22892 | 0 | 0 | 0 | 0 | 0 | 0 | 0 | 0 | 0 | 0 | 2025-10-28 | 1900-01-01 | 0 | [8 empty] | PHYSIOTHERAPY |  |  |  | 0 | 0 | [12 empty] | admin | 2024-12-12 14:25 |  | DIRECT HEALTHCARE GROUP | EVA 450EE | 23100002 |  |  |  | 1 | B | 1 |  | MEDIKA SUPPLIES SDN BHD | MEDIKA SUPPLIES SDN BHD | STOR 232041 | SWEEDEN |  | MEDIKA SUPPLIES SDN BHD |  |  | 0 | 0 | 0 | 0 |  |  |  |  | 2024-10-29 | KPJ Ipoh Specialist Hospital | 1 | [12 empty] | 2025-10-01 | 2026-10-01 | bar: OCT
933 | H07B100933 | - | BEMS | B | - | ACT | C | H07 | BEMS | BURE RISE & GO | BURE RISE & GO | BA | PHYSIOTHERAPY | GF | ISH/BE/02091 | 0 |  | 0 | HOSPITAL | 20500 | 0 | 0 | 0 | 0 | 0 | 0 | 0 | 0 | 0 | 0 | 2024-11-22 | 1900-01-01 | 0 | [8 empty] | PHYSIOTHERAPY |  |  |  | 0 | 0 | [12 empty] | admin | 2024-12-12 14:25 |  | DIRECT HEALTHCARE GROUP | 56-309 | 35369 |  |  |  | 1 | B | 1 |  | MEDIKA SUPPLIES SDN BHD | MEDIKA SUPPLIES SDN BHD | STOR 229384 | SWEEDEN |  | MEDIKA SUPPLIES SDN BHD |  |  | 0 | 0 | 0 | 0 |  |  |  |  | 2024-11-22 | KPJ Ipoh Specialist Hospital | 1 | [12 empty] | 2025-11-01 | 2026-11-01 | bar: NOV
934 | H07B100934 | 13217 | BEMS | B | - | ACT | C | H07 | BEMS | SYRINGE PUMP | SYRINGE PUMP | BB | PREMIER WARD | L05 | ISH/BE/00264 | 0 |  | 0 | HOSPITAL | 2950 | 0 | 0 | 0 | 0 | 0 | 0 | 0 | 0 | 0 | 0 |  | 1900-01-01 | 16 | [8 empty] | PREMIER WARD |  |  |  | 0 | 0 | [12 empty] | admin | 2024-12-12 14:25 |  | TERUMO | TE-331NW2 | O7110420 |  |  |  | 1 | B | 1 |  | HOSPIMETRIX SDN BHD | HOSPIMETRIX SDN BHD |  | JAPAN |  | PRINCIP ENGINEERING |  |  | 0 | 0 | 0 | 0 |  |  |  |  | 2008-02-06 | KPJ Ipoh Specialist Hospital | 1 | [12 empty] | 2025-06-01 | 2026-06-01 | 1 | [5 empty] | √ | bar: JUN
935 | H07B100935 | 13215 | BEMS | B | - | ACT | C | H07 | BEMS | INFUSION PUMP | INFUSION PUMP | BB | PREMIER WARD | L05 | ISH/BE/00266 | 0 |  | 0 | HOSPITAL | 3650 | 0 | 0 | 0 | 0 | 0 | 0 | 0 | 0 | 0 | 0 |  | 1900-01-01 | 16 | [8 empty] | PREMIER WARD |  |  |  | 0 | 0 | [12 empty] | admin | 2024-12-12 14:25 |  | B.BRAUN | 8712212 | 40820 |  |  |  | 1 | B | 1 |  | B.BRAUN MEDICAL SUPPLIES SDN BHD | B.BRAUN MEDICAL SUPPLIES SDN BHD |  | GERMANY |  | PRINCIP ENGINEERING |  |  | 0 | 0 | 0 | 0 |  |  |  |  | 2008-05-21 | KPJ Ipoh Specialist Hospital | 1 | [12 empty] | 2025-04-01 | 2026-04-01 | 1 |  |  | √ | [9 empty] | 2026-03-01 | 2027-03-01 | bar: APR
936 | H07B100936 | 12276 | BEMS | B | - | ACT | N | H07 | BEMS | EXAMINATION LIGHT | EXAMINATION LIGHT | BB | PREMIER WARD | L05 | ISH/BE/00273 | 0 |  | 0 | HOSPITAL | 500 | 0 | 0 | 0 | 0 | 0 | 0 | 0 | 0 | 0 | 0 |  | 1900-01-01 | 16 | [8 empty] | PREMIER WARD |  |  |  | 0 | 0 | [12 empty] | admin | 2024-12-12 14:25 |  | TCS | ZC2450 | N/A |  |  |  | 1 | B | 1 |  | RITZ MEDICAL SUPPLIES | RITZ MEDICAL SUPPLIES |  | CHINA |  | PRINCIP ENGINEERING |  |  | 0 | 0 | 0 | 0 |  |  |  |  | 2008-06-10 | KPJ Ipoh Specialist Hospital | 1 | [12 empty] | 2025-04-01 | 2026-04-01 | [15 empty] | CONDEMNED | bar: JAN to DEC
937 | H07B100937 | 17148 | BEMS | B | - | ACT | C | H07 | BEMS | OXIMETERS, PULSE | OXIMETERS, PULSE | BB | PREMIER WARD | L05 | ISH/BE/00274 | 0 |  | 0 | HOSPITAL | 3700 | 0 | 0 | 0 | 0 | 0 | 0 | 0 | 0 | 0 | 0 |  | 1900-01-01 | 16 | [8 empty] | PREMIER WARD |  |  |  | 0 | 0 | [12 empty] | admin | 2024-12-12 14:25 |  | NELLCOR | N-560 | 11408040021 |  |  |  | 1 | B | 1 |  | HOSPIMETRIX SDN BHD | HOSPIMETRIX SDN BHD |  | USA |  | PRINCIP ENGINEERING |  |  | 0 | 0 | 0 | 0 |  |  |  |  | 2008-10-15 | KPJ Ipoh Specialist Hospital | 1 | [12 empty] | 2025-03-01 | 2026-03-01 | 1 |  |  | √ | bar: MAR
938 | H07B100938 | 12636 | BEMS | B | - | ACT | C | H07 | BEMS | VITAL SIGN MONITOR | VITAL SIGN MONITOR | BB | PREMIER WARD | L05 | ISH/BE/00659 | 0 |  | 0 | HOSPITAL | 7000 | 0 | 0 | 0 | 0 | 0 | 0 | 0 | 0 | 0 | 0 | 2010-02-01 | 1900-01-01 | 15 | [8 empty] | PREMIER WARD |  |  |  | 0 | 0 | [12 empty] | admin | 2024-12-12 14:25 |  | GE | CARESCAPE V100 | SDT 08270174SP |  |  |  | 1 | B | 1 |  | SUP100016 | INSAN BAKTI SDN BHD |  | GERMANY |  | PRINCIP ENGINEERING |  |  | 0 | 0 | 0 | 0 |  |  |  |  | 2009-03-02 | KPJ Ipoh Specialist Hospital | 2 | [12 empty] | 2025-09-01 | 2026-03-01 | 2 |  |  | √ | [5 empty] | √ | bar: MAR; SEP
939 | H07B100939 | 16156 | BEMS | B | - | ACT | C | H07 | BEMS | ANEROID SPHYGMOMANOMETER | ANEROID SPHYGMOMANOMETER | BB | PREMIER WARD | L05 | ISH/BE/01087 | 0 |  | 0 | HOSPITAL | 440 | 0 | 0 | 0 | 0 | 0 | 0 | 0 | 0 | 0 | 0 | 2013-05-01 | 1900-01-01 | 11 | [8 empty] | PREMIER WARD |  |  |  | 0 | 0 | [12 empty] | admin | 2024-12-12 14:25 |  | WELCH ALLYN | 767 | 12068195001 |  |  |  | 1 | B | 1 |  | JESS MED | JESS MED | STOR 104967 CS) | GERMANY |  | PRINCIP ENGINEERING |  |  | 0 | 0 | 0 | 0 |  |  |  |  | 2013-05-17 | KPJ Ipoh Specialist Hospital | 1 | [12 empty] | 2025-12-01 | 2026-12-01 | 1 | [11 empty] | √ | bar: DEC
940 | H07B100940 | 13217 | BEMS | B | - | ACT | N | H07 | BEMS | SYRINGE PUMP | SYRINGE PUMP | BB | PREMIER WARD | L05 | ISH/BE/01127 | 0 |  | 0 | HOSPITAL | 2950 | 0 | 0 | 0 | 0 | 0 | 0 | 0 | 0 | 0 | 0 | 2014-11-01 | 1900-01-01 | 11 | [8 empty] | PREMIER WARD |  |  |  | 0 | 0 | [12 empty] | admin | 2024-12-12 14:25 |  | TERUMO | TE-331NW2 | 1212000527 |  |  |  | 1 | B | 1 |  | SUMMIT COMPANY (M) SDN BHD | SUMMIT COMPANY (M) SDN BHD | STOR 109712 (FA) | JAPAN |  | PRINCIP ENGINEERING |  |  | 0 | 0 | 0 | 0 |  |  |  |  | 2013-11-21 | KPJ Ipoh Specialist Hospital | 1 | [12 empty] | 2025-06-01 | 2026-06-01 | 1 | [5 empty] | √ | bar: JUN
941 | H07B100941 | 13215 | BEMS | B | - | ACT | C | H07 | BEMS | INFUSION PUMP | INFUSION PUMP | BB | PREMIER WARD | L05 | ISH/BE/01133 | 0 |  | 0 | HOSPITAL | 3750 | 0 | 0 | 0 | 0 | 0 | 0 | 0 | 0 | 0 | 0 | 2015-12-01 | 1900-01-01 | 11 | [8 empty] | PREMIER WARD |  |  |  | 0 | 0 | [12 empty] | admin | 2024-12-12 14:25 |  | B.BRAUN | 8712212 | 91872 |  |  |  | 1 | B | 1 |  | B.BRAUN MEDICAL SUPPLIES SDN BHD | B.BRAUN MEDICAL SUPPLIES SDN BHD | STOR 109710 (FA) | GERMANY |  | PRINCIP ENGINEERING |  |  | 0 | 0 | 0 | 0 |  |  |  |  | 2013-12-16 | KPJ Ipoh Specialist Hospital | 1 | [12 empty] | 2025-04-01 | 2026-04-01 | 1 |  |  | √ | [9 empty] | 2026-03-01 | 2027-03-01 | bar: APR
942 | H07B100942 | 12636 | BEMS | B | - | ACT | C | H07 | BEMS | VITAL SIGN MONITOR | VITAL SIGN MONITOR | BB | PREMIER WARD | L05 | ISH/BE/01292 | 0 |  | 0 | HOSPITAL | 7200 | 0 | 0 | 0 | 0 | 0 | 0 | 0 | 0 | 0 | 0 | 2016-11-01 | 1900-01-01 | 9 | [8 empty] | PREMIER WARD |  |  |  | 0 | 0 | [12 empty] | admin | 2024-12-12 14:25 |  | WELCH ALLYN | 74CX | 100009942215 |  |  |  | 1 | B | 1 |  | LKL BEST ENTERPRISE | LKL BEST ENTERPRISE | STOR126542(FA) | GERMANY |  | PRINCIP ENGINEERING |  |  | 0 | 0 | 0 | 0 |  |  |  |  | 2015-11-02 | KPJ Ipoh Specialist Hospital | 2 | [12 empty] | 2025-07-01 | 2026-01-01 | [15 empty] | CONDEMNED | bar: JAN to DEC
943 | H07B100943 | 13215 | BEMS | B | - | ACT | C | H07 | BEMS | INFUSION PUMP | INFUSION PUMP | BB | PREMIER WARD | L05 | ISH/BE/01499 | 0 |  | 0 | HOSPITAL | 3750 | 0 | 0 | 0 | 0 | 0 | 0 | 0 | 0 | 0 | 0 | 2017-12-01 | 1900-01-01 | 8 | [8 empty] | PREMIER WARD |  |  |  | 0 | 0 | [12 empty] | admin | 2024-12-12 14:25 |  | B.BRAUN | 8712212 | 114789 |  |  |  | 1 | B | 1 |  | B.BRAUN MEDICAL SUPPLIES SDN BHD | B.BRAUN MEDICAL SUPPLIES SDN BHD | STOR 136799 (FA) | GERMANY |  | PRINCIP ENGINEERING |  |  | 0 | 0 | 0 | 0 |  |  |  |  | 2016-12-14 | KPJ Ipoh Specialist Hospital | 1 | [12 empty] | 2025-04-01 | 2026-04-01 | 1 |  |  | √ | [9 empty] | 2026-03-01 | 2027-03-01 | bar: APR
944 | H07B100944 | 13461 | BEMS | B | - | ACT | N | H07 | BEMS | WEIGHING SCALES | WEIGHING SCALES | BB | KWAN | L05 | ISH/BE/01510 | 0 |  | 0 | HOSPITAL | 7600 | 0 | 0 | 0 | 0 | 0 | 0 | 0 | 0 | 0 | 0 | 2018-04-01 | 1900-01-01 | 10 | [8 empty] | PREMIER WARD |  |  |  | 0 | 0 | [12 empty] | admin | 2024-12-12 14:25 |  | SECA | 954 | 2110000000055861 |  |  |  | 1 | B | 1 |  | EQUIP MEDICAL (M) SDN BHD | EQUIP MEDICAL (M) SDN BHD | STOR143048 | GERMANY |  | PRINCIP ENGINEERING |  |  | 0 | 0 | 0 | 0 |  |  |  |  | 2017-04-10 | KPJ Ipoh Specialist Hospital | 1 | [12 empty] | 2025-08-01 | 2026-08-01 | [15 empty] | CHANGE LOCATION FROM PREMIER WARD TO KWAN | bar: JAN to DEC
945 | H07B100945 | 13215 | BEMS | B | - | ACT | C | H07 | BEMS | INFUSION PUMP | INFUSION PUMP | BB | PREMIER WARD | L05 | ISH/BE/01676 | 0 |  | 0 | HOSPITAL | 4270 | 0 | 0 | 0 | 0 | 0 | 0 | 0 | 0 | 0 | 0 | 2024-04-12 | 1900-01-01 | 9 | [8 empty] | PREMIER WARD |  |  |  | 0 | 0 | [12 empty] | admin | 2024-12-12 14:25 |  | TERUMO | TE*LM730A02 | 2109012005 |  |  |  | 1 | B | 1 |  | SUMMIT COMPANY (M) SDN BHD | SUMMIT COMPANY (M) SDN BHD |  | JAPAN |  | PRINCIP ENGINEERING |  |  | 0 | 0 | 0 | 0 |  |  |  |  | 2022-04-13 | KPJ Ipoh Specialist Hospital | 1 | [12 empty] | 2025-04-01 | 2026-04-01 | 1 | [10 empty] | √ |  | 2025-11-01 | 2026-11-01 | bar: APR
946 | H07B100946 | 13215 | BEMS | B | - | ACT | C | H07 | BEMS | INFUSION PUMP | INFUSION PUMP | BB | PREMIER WARD | L05 | ISH/BE/01677 | 0 |  | 0 | HOSPITAL | 4270 | 0 | 0 | 0 | 0 | 0 | 0 | 0 | 0 | 0 | 0 | 2024-04-12 | 1900-01-01 | 9 | [8 empty] | PREMIER WARD |  |  |  | 0 | 0 | [12 empty] | admin | 2024-12-12 14:25 |  | TERUMO | TE*LM730A02 | 2109012006 |  |  |  | 1 | B | 1 |  | SUMMIT COMPANY (M) SDN BHD | SUMMIT COMPANY (M) SDN BHD |  | JAPAN |  | PRINCIP ENGINEERING |  |  | 0 | 0 | 0 | 0 |  |  |  |  | 2022-04-13 | KPJ Ipoh Specialist Hospital | 1 | [12 empty] | 2025-04-01 | 2026-04-01 | 1 | [10 empty] | √ |  | 2025-11-01 | 2026-11-01 | bar: APR
947 | H07B100947 | 12636 | BEMS | B | - | ACT | C | H07 | BEMS | VITAL SIGN MONITOR | VITAL SIGN MONITOR | BB | PREMIER WARD | L05 | ISH/BE/01696 | 0 |  | 0 | HOSPITAL | 6800 | 0 | 0 | 0 | 0 | 0 | 0 | 0 | 0 | 0 | 0 | 2025-08-01 | 1900-01-01 | 2 | [8 empty] | PREMIER WARD |  |  |  | 0 | 0 | [12 empty] | admin | 2024-12-12 14:25 |  | MINDRAY | VS 8 | AS5-24001341 |  |  |  | 1 | B | 1 |  | LIFETRONIC SDN BHD | LIFETRONIC SDN BHD | STOR 204531 | CHINA |  | LIFETRONIC SDN BHD |  |  | 0 | 0 | 0 | 0 |  |  |  |  | 2022-08-18 | KPJ Ipoh Specialist Hospital | 2 | [12 empty] | 2025-08-01 | 2026-02-01 | 2 |  |  | √ | [5 empty] | √ |  |  |  | 2026-03-01 | 2026-09-01 | bar: FEB; AUG
948 | H07B100948 | 13217 | BEMS | B | - | ACT | C | H07 | BEMS | SYRINGE PUMP | SYRINGE PUMP | BB | PREMIER WARD | L05 | ISH/BE/01716 | 0 |  | 0 | HOSPITAL | 3450 | 0 | 0 | 0 | 0 | 0 | 0 | 0 | 0 | 0 | 0 | 2024-08-01 | 1900-01-01 | 2 | [8 empty] | PREMIER WARD |  |  |  | 0 | 0 | [12 empty] | admin | 2024-12-12 14:25 |  | TERUMO | TE*SS730N02 | 2109012247 |  |  |  | 1 | B | 1 |  | SUMMIT COMPANY (M) SDN BHD | SUMMIT COMPANY (M) SDN BHD | STOR 204569 | JAPAN |  | PRINCIP ENGINEERING |  |  | 0 | 0 | 0 | 0 |  |  |  |  | 2022-08-30 | KPJ Ipoh Specialist Hospital | 1 | [12 empty] | 2025-02-01 | 2026-02-01 | 1 | [6 empty] | √ | [5 empty] | 2026-07-01 | 2027-07-01 | bar: FEB
949 | H07B100949 | 17116 | BEMS | B | - | ACT | C | H07 | BEMS | DEFIBRILLATOR | DEFIBRILLATOR | BB | PREMIER WARD | L05 | ISH/BE/01737 | 0 |  | 0 | HOSPITAL | 19800 | 0 | 0 | 0 | 0 | 0 | 0 | 0 | 0 | 0 | 0 | 2023-12-01 | 1900-01-01 | 2 | [8 empty] | PREMIER WARD |  |  |  | 0 | 0 | [12 empty] | admin | 2024-12-12 14:25 |  | PHILIPS HEALTHCARE | EFICIA DFM100 | CN32673203 |  |  |  | 1 | B | 1 |  | UMEDIC HEALTHCARE SDN BHD | UMEDIC HEALTHCARE SDN BHD | STOR 204567 | CHINA |  | UMEDIC HEALTHCARE SDN BHD |  |  | 0 | 0 | 0 | 0 |  |  |  |  | 2022-07-12 | KPJ Ipoh Specialist Hospital | 2 | [12 empty] | 2025-12-01 | 2026-06-01 | 2 | [5 empty] | √ | [5 empty] | √ | bar: JUN; DEC
950 | H07B100950 | 17148 | BEMS | B | - | ACT | C | H07 | BEMS | OXIMETERS, PULSE | OXIMETERS, PULSE | BB | NICU | L05 | ISH/BE/01796 | 0 |  | 0 | HOSPITAL | 8000 | 0 | 0 | 0 | 0 | 0 | 0 | 0 | 0 | 0 | 0 | 2025-04-10 | 1900-01-01 | 1 | [8 empty] | PREMIER WARD |  |  |  | 0 | 0 | [12 empty] | admin | 2024-12-12 14:25 |  | MASIMO | RADICAL7TM TOUCH SCREEN HANDHELD | 1000290926 (356963) |  |  |  | 1 | B | 1 |  | HOSPIMETRIX SDN BHD | HOSPIMETRIX SDN BHD | STOR210855 | USA |  | HOSPIMETRIX SDN BHD |  |  | 0 | 0 | 0 | 0 |  |  |  |  | 2023-11-04 | KPJ Ipoh Specialist Hospital | 2 | [12 empty] | 2025-09-01 | 2026-03-01 | [15 empty] | CHANGE LOCATION FROM PREMIER WARD TO NICU | bar: JAN to DEC
951 | H07B100951 | 12636 | BEMS | B | - | ACT | C | H07 | BEMS | VITAL SIGN MONITOR | VITAL SIGN MONITOR | BB | PREMIER WARD | L05 | ISH/BE/01947 | 0 |  | 0 | HOSPITAL | 6000 | 0 | 0 | 0 | 0 | 0 | 0 | 0 | 0 | 0 | 0 |  | 1900-01-01 | 1 | [8 empty] | PREMIER WARD |  |  |  | 0 | 0 | [12 empty] | admin | 2024-12-12 14:25 |  | NIHON KOHDEN | SVM-7260 | 01485 |  |  |  | 1 | B | 1 |  | STAR MEDICAL SYSTEM (M) SDN BHD | STAR MEDICAL SYSTEM (M) SDN BHD |  | JAPAN |  | STAR MEDICAL SYSTEM (M) SDN BHD |  |  | 0 | 0 | 0 | 0 |  |  |  |  | 2023-10-26 | KPJ Ipoh Specialist Hospital | 2 | [12 empty] | 2025-10-01 | 2026-04-01 | 2 |  |  |  | √ | [5 empty] | √ | bar: APR; OCT
952 | H07B100952 | 11407 | BEMS | B | - | ACT | C | H07 | BEMS | ELECTROCARDIOGRAPH | ELECTROCARDIOGRAPH | BB | PREMIER WARD | L05 | ISH/BE/01970 | 0 |  | 0 | HOSPITAL | 22000 | 0 | 0 | 0 | 0 | 0 | 0 | 0 | 0 | 0 | 0 | 2027-02-28 | 1900-01-01 | 0 | [8 empty] | PREMIER WARD |  |  |  | 0 | 0 | [12 empty] | admin | 2024-12-12 14:25 |  | NORAV MEDICAL | NECG-12 | M20C01040003 |  |  |  | 1 | B | 1 |  | SUN MEDICAL SYSTEMS SDN. BHD | SUN MEDICAL SYSTEMS SDN. BHD | STOR 221060 | GERMANY |  | SUN MEDICAL SYSTEM SDN. BHD |  |  | 0 | 0 | 0 | 0 |  |  |  |  | 2024-02-29 | KPJ Ipoh Specialist Hospital | 2 | [12 empty] | 2025-08-01 | 2026-02-01 | 2 |  | √ | [5 empty] | √ | bar: FEB; AUG
953 | H07B100953 | 12636 | BEMS | B | - | ACT | C | H07 | BEMS | VITAL SIGN MONITOR | VITAL SIGN MONITOR | BB | PREMIER WARD | L05 | ISH/BE/02001 | 0 |  | 0 | HOSPITAL | 6800 | 0 | 0 | 0 | 0 | 0 | 0 | 0 | 0 | 0 | 0 | 2026-05-09 | 1900-01-01 | 0 | [8 empty] | PREMIER WARD |  |  |  | 0 | 0 | [12 empty] | admin | 2024-12-12 14:25 |  | NIHON KOHDEN | SVM-7260 | 01669 |  |  |  | 1 | B | 1 |  | STAR MEDICAL SYSTEMS (M) SDN BHD | STAR MEDICAL SYSTEMS (M) SDN BHD | STOR 224321 | JAPAN |  | STAR MEDICAL SYSTEM (M) SDN BHD |  |  | 0 | 0 | 0 | 0 |  |  |  |  | 2024-07-05 | KPJ Ipoh Specialist Hospital | 2 | [12 empty] | 2025-11-01 | 2026-05-01 | 2 |  |  |  |  | √ | [5 empty] | √ | bar: MAY; NOV
954 | H07B100954 | 12636 | BEMS | B | - | ACT | C | H07 | BEMS | VITAL SIGN MONITOR | VITAL SIGN MONITOR | BB | PREMIER WARD | L05 | ISH/BE/02002 | 0 |  | 0 | HOSPITAL | 6800 | 0 | 0 | 0 | 0 | 0 | 0 | 0 | 0 | 0 | 0 | 2026-05-10 | 1900-01-01 | 0 | [8 empty] | PREMIER WARD |  |  |  | 0 | 0 | [12 empty] | admin | 2024-12-12 14:25 |  | NIHON KOHDEN | SVM-7260 | 01670 |  |  |  | 1 | B | 1 |  | STAR MEDICAL SYSTEMS (M) SDN BHD | STAR MEDICAL SYSTEMS (M) SDN BHD | STOR 224321 | JAPAN |  | STAR MEDICAL SYSTEM (M) SDN BHD |  |  | 0 | 0 | 0 | 0 |  |  |  |  | 2024-07-05 | KPJ Ipoh Specialist Hospital | 2 | [12 empty] | 2025-11-01 | 2026-05-01 | 2 |  |  |  |  | √ | [5 empty] | √ | bar: MAY; NOV
955 | H07B100955 | 12276 | BEMS | B | - | ACT | N | H07 | BEMS | EXAMINATION LIGHT | EXAMINATION LIGHT | BB | PREMIER WARD | L05 | ISH/BE/02026 | 0 |  | 0 | HOSPITAL | 850 | 0 | 0 | 0 | 0 | 0 | 0 | 0 | 0 | 0 | 0 | 2024-06-24 | 1900-01-01 | 0 | [8 empty] | PREMIER WARD |  |  |  | 0 | 0 | [12 empty] | admin | 2024-12-12 14:25 |  | LKL | WM701-LED1 | 24SWM064900 |  |  |  | 1 | B | 1 |  | LKL ADVANCE METALTECH SDN BHD | LKL ADVANCE METALTECH SDN BHD | STOR 226692 | MALAYSIA |  | LKL ADVANCE METALTECH SDN BHD |  |  | 0 | 0 | 0 | 0 |  |  |  |  | 2024-06-25 | KPJ Ipoh Specialist Hospital | 1 | [12 empty] | 2025-06-01 | 2026-06-01 | 1 |  |  |  | √ | [8 empty] | 2026-04-01 | 2027-04-01 | bar: JUN
956 | H07B100956 | 13215 | BEMS | B | - | ACT | C | H07 | BEMS | INFUSION PUMP | INFUSION PUMP | BB | PREMIER WARD | L05 | ISH/BE/02100 | 0 |  | 0 | HOSPITAL | 4300 | 0 | 0 | 0 | 0 | 0 | 0 | 0 | 0 | 0 | 0 | 2026-11-25 | 1900-01-01 | 0 | [8 empty] | PREMIER WARD |  |  |  | 0 | 0 | [12 empty] | admin | 2024-12-12 14:25 |  | MEDCAPTAIN | HP-60 | 6012405000404 | PREMIER WARD |  |  | 1 | B | 1 |  | ONEHEART MEDIC MEDIC SDN BHD | ONEHEART MEDIC MEDIC SDN BHD | STOR 232823 (FA) | CHINA |  | ONEHEART MEDIC SDN BHD |  |  | 0 | 0 | 0 | 0 |  |  |  |  | 2024-11-26 | KPJ Ipoh Specialist Hospital | 2 | [12 empty] | 2025-11-01 | 2026-05-01 | 2 |  |  |  |  | √ | [5 empty] | √ | bar: MAY; NOV
957 | H07B100957 | 12276 | BEMS | B | - | ACT | N | H07 | BEMS | EXAMINATION LIGHT | EXAMINATION LIGHT | BA | RADIOTHERAPY | GF | ISH/BE/00275 | 0 |  | 0 | HOSPITAL | 500 | 0 | 0 | 0 | 0 | 0 | 0 | 0 | 0 | 0 | 0 |  | 1900-01-01 | 23 | [8 empty] | RADIOTHERAPY |  |  |  | 0 | 0 | [12 empty] | admin | 2024-12-12 14:25 |  | HEINE | HL1200 | 1/5800 |  |  |  | 1 | B | 1 |  | MEDICARE SDN BHD | MEDICARE SDN BHD |  | USA |  | PRINCIP ENGINEERING |  |  | 0 | 0 | 0 | 0 |  |  |  |  | 2001-01-02 | KPJ Ipoh Specialist Hospital | 1 | [12 empty] | 2025-04-01 | 2026-04-01 | bar: APR
958 | H07B100958 | 11073 | BEMS | B | - | ACT | N | H07 | BEMS | NIBP MONITOR | NIBP MONITOR | BA | RADIOTHERAPY | GF | ISH/BE/01363 | 0 |  | 0 | HOSPITAL | 1280 | 0 | 0 | 0 | 0 | 0 | 0 | 0 | 0 | 0 | 0 | 2017-02-01 | 1900-01-01 | 8 | [8 empty] | RADIOTHERAPY |  |  |  | 0 | 0 | [12 empty] | admin | 2024-12-12 14:25 |  | WELCH ALLYN | PRO BP 2400 | 12150130 |  |  |  | 1 | B | 1 |  | LKL BEST ENTERPRISE | LKL BEST ENTERPRISE | STOR130081(FA) | GERMANY |  | PRINCIP ENGINEERING |  |  | 0 | 0 | 0 | 0 |  |  |  |  | 2016-03-01 | KPJ Ipoh Specialist Hospital | 2 | [12 empty] | 2025-09-01 | 2026-03-01 | bar: MAR; SEP
959 | H07B100959 | 13461 | BEMS | B | - | ACT | N | H07 | BEMS | WEIGHING SCALES | WEIGHING SCALES | BA | RADIOTHERAPY | GF | ISH/BE/01568 | 0 |  | 0 | HOSPITAL | 700 | 0 | 0 | 0 | 0 | 0 | 0 | 0 | 0 | 0 | 0 | 2015-09-01 | 1900-01-01 | 10 | [8 empty] | RADIOTHERAPY |  |  |  | 0 | 0 | [12 empty] | admin | 2024-12-12 14:25 |  | TANITA | HD309 | 870425 |  |  |  | 1 | B | 1 |  | HOSPIMETRIX SDN BHD | HOSPIMETRIX SDN BHD |  | USA |  | PRINCIP ENGINEERING |  |  | 0 | 0 | 0 | 0 |  |  |  |  | 2014-10-09 | KPJ Ipoh Specialist Hospital | 1 | [12 empty] | 2025-03-01 | 2026-03-01 | bar: MAR
960 | H07B100960 | - | BEMS | B | - | ACT | C | H07 | BEMS | LINEAR ACCELERATOR | LINEAR ACCELERATOR | BA | RADIOTHERAPY | GF | ISH/BE/01692 | 0 |  | 0 | HOSPITAL | 14500000 | 0 | 0 | 0 | 0 | 0 | 0 | 0 | 0 | 0 | 0 | 2022-07-24 | 1900-01-01 | 10 | [8 empty] | RADIOTHERAPY |  |  |  | 0 | 0 | [12 empty] | admin | 2024-12-12 14:25 |  | ELEKTA | VERSA HD | 109294 |  |  |  | 1 | B | 1 |  | SUP100046 | ABEX MEDICAL SYSTEM SDN BHD | STOR 199127 | SWEDEN |  | ABEX MEDICAL SYSTEM SDN BHD |  |  | 0 | 0 | 0 | 0 |  |  |  |  | 2022-07-29 | KPJ Ipoh Specialist Hospital | 2 | [12 empty] | 2025-07-01 | 2026-01-01 | bar: JAN; JUL
961 | H07B100961 | 13469 | BEMS | B | - | ACT | C | H07 | BEMS | COMPUTED TOMOGRAPHY SYSTEM (CT SIM) | COMPUTED TOMOGRAPHY SYSTEM (CT SIM) | BA | RADIOTHERAPY | GF | ISH/BE/01748 | 0 |  | 0 | HOSPITAL | 2500000 | 0 | 0 | 0 | 0 | 0 | 0 | 0 | 0 | 0 | 0 | 2024-12-01 | 1900-01-01 | 10 | [8 empty] | RADIOTHERAPY |  |  |  | 0 | 0 | [12 empty] | admin | 2024-12-12 14:25 |  | CANON | AQUILION LB | 3CF2272466 |  |  |  | 1 | B | 1 |  | CANON MEDICAL SYSTEM SDN.BHD | CANON MEDICAL SYSTEM SDN.BHD | STOR 206114 | JAPAN |  | CANON MEDICAL SYSTEM SDN BHD |  |  | 0 | 0 | 0 | 0 |  |  |  |  | 2022-12-27 | KPJ Ipoh Specialist Hospital | 3 | [12 empty] | 2025-12-01 | 2026-04-01 | bar: APR; AUG; DEC
962 | H07B100962 | 17968 | BEMS | B | - | ACT | C | H07 | BEMS | INJECTOR | INJECTOR | BA | RADIOTHERAPY | GF | ISH/BE/01749 | 0 |  | 0 | HOSPITAL | 0 | 0 | 0 | 0 | 0 | 0 | 0 | 0 | 0 | 0 | 0 | 2024-12-01 | 1900-01-01 | 10 | [8 empty] | RADIOTHERAPY |  |  |  | 0 | 0 | [12 empty] | admin | 2024-12-12 14:25 |  | NEMOTO KYORINDO | DUAL SHOT ALPHA 7 | QCB31012G |  |  |  | 1 | B | 1 |  | SUP100047 | PUNCAK MEDIK SDN BHD |  | JAPAN |  | PUNCAK MEDIK SDN BHD |  |  | 0 | 0 | 0 | 0 |  |  |  |  | 2022-12-27 | KPJ Ipoh Specialist Hospital | 2 | [12 empty] | 2025-12-01 | 2026-06-01 | bar: JUN; DEC
963 | H07B100963 | 12276 | BEMS | B | - | ACT | N | H07 | BEMS | EXAMINATION LIGHT | EXAMINATION LIGHT | BB | SESSIONAL CLINIC | L02 | ISH/BE/00570 | 0 |  | 0 | HOSPITAL | 500 | 0 | 0 | 0 | 0 | 0 | 0 | 0 | 0 | 0 | 0 |  | 1900-01-01 | 17 | [8 empty] | SESSIONAL CLINIC |  |  |  | 0 | 0 | [12 empty] | admin | 2024-12-12 14:25 |  | TCS | N/A | ST/1D50/01 |  |  |  | 1 | B | 1 |  | RITZ MEDICAL SDN BHD | RITZ MEDICAL SDN BHD |  | CHINA |  | BEMS ISH |  |  | 0 | 0 | 0 | 0 |  |  |  |  | 2007-03-07 | KPJ Ipoh Specialist Hospital | 1 | [12 empty] | 2025-09-01 | 2026-09-01 | bar: SEP
964 | H07B100964 | 10208 | BEMS | B | - | CDM | C | H07 | BEMS | ASPIRATORS | ASPIRATORS | BB | SESSIONAL CLINIC | L02 | ISH/BE/00572 | 0 |  | 0 | HOSPITAL | 0 | 0 | 0 | 0 | 0 | 0 | 0 | 0 | 0 | 0 | 0 |  | 1900-01-01 | 17 | [8 empty] | SESSIONAL CLINIC |  |  |  | 0 | 0 | [12 empty] | admin | 2024-12-12 14:25 |  | JE | JE-2000-II | BS-57073 |  |  |  | 1 | B | 1 |  | PMS SDN BHD | PMS SDN BHD |  | CHINA |  | PRINCIP ENGINEERING |  |  | 0 | 0 | 0 | 0 |  |  |  |  | 2007-07-30 | KPJ Ipoh Specialist Hospital
965 | H07B100965 | 10208 | BEMS | B | - | CDM | C | H07 | BEMS | ASPIRATORS | ASPIRATORS | BB | SESSIONAL CLINIC | L02 | ISH/BE/00573 | 0 |  | 0 | HOSPITAL | 0 | 0 | 0 | 0 | 0 | 0 | 0 | 0 | 0 | 0 | 0 |  | 1900-01-01 | 17 | [8 empty] | SESSIONAL CLINIC |  |  |  | 0 | 0 | [12 empty] | admin | 2024-12-12 14:25 |  | JE | JE-2000-II | B 37032 |  |  |  | 1 | B | 1 |  | PMS SDN BHD | PMS SDN BHD |  | CHINA |  | PRINCIP ENGINEERING |  |  | 0 | 0 | 0 | 0 |  |  |  |  | 2007-07-17 | KPJ Ipoh Specialist Hospital
966 | H07B100966 | 12276 | BEMS | B | - | ACT | N | H07 | BEMS | EXAMINATION LIGHT | EXAMINATION LIGHT | BB | SESSIONAL CLINIC | L02 | ISH/BE/00578 | 0 |  | 0 | HOSPITAL | 500 | 0 | 0 | 0 | 0 | 0 | 0 | 0 | 0 | 0 | 0 |  | 1900-01-01 | 17 | [8 empty] | SESSIONAL CLINIC |  |  |  | 0 | 0 | [12 empty] | admin | 2024-12-12 14:25 |  | TCS | KD 200 | N/A |  |  |  | 1 | B | 1 |  | RITZ MEDICAL SDN BHD | RITZ MEDICAL SDN BHD |  | CHINA |  | BEMS ISH |  |  | 0 | 0 | 0 | 0 |  |  |  |  | 2007-03-11 | KPJ Ipoh Specialist Hospital | 1 | [12 empty] | 2025-10-01 | 2026-10-01 | bar: OCT
967 | H07B100967 | - | BEMS | B | - | ACT | C | H07 | BEMS | ELECTRICAL SPHYGMOMANOMETER | ELECTRICAL SPHYGMOMANOMETER | BB | SESSIONAL CLINIC | L02 | ISH/BE/00902 | 0 |  | 0 | HOSPITAL | 280 | 0 | 0 | 0 | 0 | 0 | 0 | 0 | 0 | 0 | 0 |  | 1900-01-01 | 14 | [8 empty] | SESSIONAL CLINIC |  |  |  | 0 | 0 | [12 empty] | admin | 2024-12-12 14:25 |  | ELEPHANT | DXJ-210 | DXJ-201004 |  |  |  | 1 | B | 1 |  | RITZ MEDICAL SDN BHD | RITZ MEDICAL SDN BHD |  | CHINA |  | BEMS ISH |  |  | 0 | 0 | 0 | 0 |  |  |  |  | 2010-10-14 | KPJ Ipoh Specialist Hospital | 1 | [12 empty] | 2025-10-01 | 2026-10-01 | bar: OCT
968 | H07B100968 | - | BEMS | B | - | ACT | C | H07 | BEMS | ELECTRICAL SPHYGMOMANOMETER | ELECTRICAL SPHYGMOMANOMETER | BB | SESSIONAL CLINIC | L02 | ISH/BE/00917 | 0 |  | 0 | HOSPITAL | 280 | 0 | 0 | 0 | 0 | 0 | 0 | 0 | 0 | 0 | 0 |  | 1900-01-01 | 14 | [8 empty] | SESSIONAL CLINIC |  |  |  | 0 | 0 | [12 empty] | admin | 2024-12-12 14:25 |  | ELEPHANT | DXJ-210 | DXJ-201007 |  |  |  | 1 | B | 1 |  | RITZ MEDICAL SDN BHD | RITZ MEDICAL SDN BHD |  | CHINA |  | BEMS ISH |  |  | 0 | 0 | 0 | 0 |  |  |  |  | 2010-10-14 | KPJ Ipoh Specialist Hospital | 1 | [12 empty] | 2025-10-01 | 2026-10-01 | bar: OCT
969 | H07B100969 | - | BEMS | B | - | ACT | C | H07 | BEMS | ELECTRICAL SPHYGMOMANOMETER | ELECTRICAL SPHYGMOMANOMETER | BB | SESSIONAL CLINIC | L02 | ISH/BE/01069 | 0 |  | 0 | HOSPITAL | 390 | 0 | 0 | 0 | 0 | 0 | 0 | 0 | 0 | 0 | 0 |  | 1900-01-01 | 12 | [8 empty] | SESSIONAL CLINIC |  |  |  | 0 | 0 | [12 empty] | admin | 2024-12-12 14:25 |  | BOKANG | BK-1016 | 16100823000337 |  |  |  | 1 | B | 1 |  | RITZ MEDICAL SUPPLIES | RITZ MEDICAL SUPPLIES |  | CHINA |  | BEMS ISH |  |  | 0 | 0 | 0 | 0 |  |  |  |  | 2012-11-22 | KPJ Ipoh Specialist Hospital | 1 | [12 empty] | 2025-10-01 | 2026-10-01 | bar: OCT
970 | H07B100970 | 16156 | BEMS | B | - | ACT | N | H07 | BEMS | ANEROID SPHYGMOMANOMETER | ANEROID SPHYGMOMANOMETER | BB | SESSIONAL CLINIC | L02 | ISH/BE/01171 | 0 |  | 0 | HOSPITAL | 450 | 0 | 0 | 0 | 0 | 0 | 0 | 0 | 0 | 0 | 0 | 2015-06-01 | 1900-01-01 | 10 | [8 empty] | SESSIONAL CLINIC |  |  |  | 0 | 0 | [12 empty] | admin | 2024-12-12 14:25 |  | WELCH ALLYN | 767 | 140329072875 |  |  |  | 1 | B | 1 |  | LKL BEST ENTERPRISE | LKL BEST ENTERPRISE | STOR 114630(FA) | GERMANY |  | BEMS ISH |  |  | 0 | 0 | 0 | 0 |  |  |  |  | 2014-06-17 | KPJ Ipoh Specialist Hospital | 1 | [12 empty] | 2025-10-01 | 2026-10-01 | bar: OCT
971 | H07B100971 | 16156 | BEMS | B | - | ACT | N | H07 | BEMS | ANEROID SPHYGMOMANOMETER | ANEROID SPHYGMOMANOMETER | BB | SESSIONAL CLINIC | L02 | ISH/BE/01364 | 0 |  | 0 | HOSPITAL | 500 | 0 | 0 | 0 | 0 | 0 | 0 | 0 | 0 | 0 | 0 | 2017-03-01 | 1900-01-01 | 8 | [8 empty] | SESSIONAL CLINIC |  |  |  | 0 | 0 | [12 empty] | admin | 2024-12-12 14:25 |  | WELCH ALLYN | 767 | 150811113315 |  |  |  | 1 | B | 1 |  | LKL BEST ENTERPRISE | LKL BEST ENTERPRISE | STOR 130206(FA) | GERMANY |  | BEMS ISH |  |  | 0 | 0 | 0 | 0 |  |  |  |  | 2016-03-23 | KPJ Ipoh Specialist Hospital | 1 | [12 empty] | 2025-12-01 | 2026-12-01 | bar: DEC
972 | H07B100972 | 13461 | BEMS | B | - | ACT | N | H07 | BEMS | WEIGHING SCALES | WEIGHING SCALES | BB | SESSIONAL CLINIC | L02 | ISH/BE/02020 | 0 |  | 0 | HOSPITAL | 3600 | 0 | 0 | 0 | 0 | 0 | 0 | 0 | 0 | 0 | 0 | 2029-06-10 | 1900-01-01 | 0 | [8 empty] | SESSIONAL CLINIC |  |  |  | 0 | 0 | [12 empty] | admin | 2024-12-12 14:25 |  | MARSDEN | M-125 | MA12320166 |  |  |  | 1 | B | 1 |  | SUP100026 | PRINCIP ENGINEERING | STOR 226700 |  |  | PRINCIP ENGINEERING |  |  | 0 | 0 | 0 | 0 |  |  |  |  | 2024-06-11 | KPJ Ipoh Specialist Hospital | 1 | [12 empty] | 2025-06-01 | 2026-06-01 | bar: JUN
973 | H07B100973 | 13217 | BEMS | B | - | ACT | C | H07 | BEMS | SYRINGE PUMP | SYRINGE PUMP | BA | WARD 1 | L01 | ISH/BE/00066 | 0 |  | 0 | HOSPITAL | 2950 | 0 | 0 | 0 | 0 | 0 | 0 | 0 | 0 | 0 | 0 |  | 1900-01-01 | 17 | [8 empty] | WARD 1 |  |  |  | 0 | 0 | [12 empty] | admin | 2024-12-12 14:25 |  | TERUMO | TE331 NW2 | O6100071 | WARD 1 |  |  | 1 | B | 1 |  | HOSPIMETRIX SDN BHD | HOSPIMETRIX SDN BHD |  | JAPAN |  | PRINCIP ENGINEERING |  |  | 0 | 0 | 0 | 0 |  |  |  |  | 2007-07-26 | KPJ Ipoh Specialist Hospital | 1 | [12 empty] | 2025-08-01 | 2026-08-01 | bar: AUG
974 | H07B100974 | 13215 | BEMS | B | - | ACT | C | H07 | BEMS | INFUSION PUMP | INFUSION PUMP | BA | WARD 1 | L01 | ISH/BE/00071 | 0 |  | 0 | HOSPITAL | 0 | 0 | 0 | 0 | 0 | 0 | 0 | 0 | 0 | 0 | 0 |  | 1900-01-01 | 26 | [8 empty] | WARD 1 |  |  |  | 0 | 0 | [12 empty] | admin | 2024-12-12 14:25 |  | TERUMO | TE112 | 97070121 | WARD 1 |  |  | 1 | B | 1 |  | JEBSEN & JESSEN TECHNOLOGY SDN BHD | JEBSEN & JESSEN TECHNOLOGY SDN BHD |  | JAPAN |  | PRINCIP ENGINEERING |  |  | 0 | 0 | 0 | 0 |  |  |  |  | 1998-04-04 | KPJ Ipoh Specialist Hospital | 1 | [12 empty] | 2025-11-01 | 2026-11-01 | bar: NOV
975 | H07B100975 | 13461 | BEMS | B | - | CDM | N | H07 | BEMS | WEIGHING SCALES | WEIGHING SCALES | BA | WARD 1 | L01 | ISH/BE/00092 | 0 |  | 0 | HOSPITAL | 0 | 0 | 0 | 0 | 0 | 0 | 0 | 0 | 0 | 0 | 0 |  | 1900-01-01 | 27 | [8 empty] | WARD 1 |  |  |  | 0 | 0 | [12 empty] | admin | 2024-12-12 14:25 |  | SECA | 728 | NR971169 | WARD 1 |  |  | 1 | B | 1 |  | SCHMIST SCIENTIFIC SDN BHD | SCHMIST SCIENTIFIC SDN BHD |  |  |  | PRINCIP ENGINEERING |  |  | 0 | 0 | 0 | 0 |  |  |  |  | 1997-12-16 | KPJ Ipoh Specialist Hospital
976 | H07B100976 | 13215 | BEMS | B | - | ACT | C | H07 | BEMS | INFUSION PUMP | INFUSION PUMP | BA | WARD 1 | L01 | ISH/BE/00704 | 0 |  | 0 | HOSPITAL | 3650 | 0 | 0 | 0 | 0 | 0 | 0 | 0 | 0 | 0 | 0 | 2011-09-01 | 1900-01-01 | 15 | [8 empty] | WARD 1 |  |  |  | 0 | 0 | [12 empty] | admin | 2024-12-12 14:25 |  | B.BRAUN | 8712212 | 50828 | WARD 1 |  |  | 1 | B | 1 |  | B.BRAUN MEDICAL SUPPLIES SDN BHD | B.BRAUN MEDICAL SUPPLIES SDN BHD |  | GERMANY |  | PRINCIP ENGINEERING |  |  | 0 | 0 | 0 | 0 |  |  |  |  | 2009-09-17 | KPJ Ipoh Specialist Hospital | 1 | [12 empty] | 2025-03-01 | 2026-03-01 | bar: MAR
977 | H07B100977 | 13215 | BEMS | B | - | ACT | C | H07 | BEMS | INFUSION PUMP | INFUSION PUMP | BA | WARD 1 | L01 | ISH/BE/00893 | 0 |  | 0 | HOSPITAL | 3400 | 0 | 0 | 0 | 0 | 0 | 0 | 0 | 0 | 0 | 0 | 2012-09-01 | 1900-01-01 | 14 | [8 empty] | WARD 1 |  |  |  | 0 | 0 | [12 empty] | admin | 2024-12-12 14:25 |  | B.BRAUN | 8712212 | 63401 | WARD 1 |  |  | 1 | B | 1 |  | B.BRAUN MEDICAL SUPPLIES SDN BHD | B.BRAUN MEDICAL SUPPLIES SDN BHD |  | GERMANY |  | PRINCIP ENGINEERING |  |  | 0 | 0 | 0 | 0 |  |  |  |  | 2010-09-24 | KPJ Ipoh Specialist Hospital | 1 | [12 empty] | 2025-03-01 | 2026-03-01 | bar: MAR
978 | H07B100978 | 13215 | BEMS | B | - | ACT | C | H07 | BEMS | INFUSION PUMP | INFUSION PUMP | BA | WARD 1 | L01 | ISH/BE/00894 | 0 |  | 0 | HOSPITAL | 3400 | 0 | 0 | 0 | 0 | 0 | 0 | 0 | 0 | 0 | 0 | 2012-09-01 | 1900-01-01 | 14 | [8 empty] | WARD 1 |  |  |  | 0 | 0 | [12 empty] | admin | 2024-12-12 14:25 |  | B.BRAUN | 8712212 | 63387 | WARD 1 |  |  | 1 | B | 1 |  | B.BRAUN MEDICAL SUPPLIES SDN BHD | B.BRAUN MEDICAL SUPPLIES SDN BHD |  | GERMANY |  | PRINCIP ENGINEERING |  |  | 0 | 0 | 0 | 0 |  |  |  |  | 2010-09-24 | KPJ Ipoh Specialist Hospital | 1 | [12 empty] | 2025-03-01 | 2026-03-01 | bar: MAR
979 | H07B100979 | 12636 | BEMS | B | - | ACT | C | H07 | BEMS | VITAL SIGN MONITOR | VITAL SIGN MONITOR | BA | WARD 1 | L01 | ISH/BE/01025 | 0 |  | 0 | HOSPITAL | 6200 | 0 | 0 | 0 | 0 | 0 | 0 | 0 | 0 | 0 | 0 | 2012-12-01 | 1900-01-01 | 13 | [8 empty] | WARD 1 |  |  |  | 0 | 0 | [12 empty] | admin | 2024-12-12 14:25 |  | GE | V100 | SH611110651SA | WARD 1 |  |  | 1 | B | 1 |  | MEDITECH ADVANCE SDN BHD | MEDITECH ADVANCE SDN BHD |  | GERMANY |  | PRINCIP ENGINEERING |  |  | 0 | 0 | 0 | 0 |  |  |  |  | 2011-01-12 | KPJ Ipoh Specialist Hospital | 2 | [12 empty] | 2025-09-01 | 2026-03-01 | bar: MAR; SEP
980 | H07B100980 | 12636 | BEMS | B | - | ACT | C | H07 | BEMS | VITAL SIGN MONITOR | VITAL SIGN MONITOR | BA | WARD 1 | L01 | ISH/BE/01163 | 0 |  | 0 | HOSPITAL | 5700 | 0 | 0 | 0 | 0 | 0 | 0 | 0 | 0 | 0 | 0 | 2015-05-01 | 1900-01-01 | 10 | [8 empty] | WARD 1 |  |  |  | 0 | 0 | [12 empty] | admin | 2024-12-12 14:25 |  | GE | V100 | SH614070395SA | WARD 1 |  |  | 1 | B | 1 |  | EXPERT HEALTHCARE SDN BHD | EXPERT HEALTHCARE SDN BHD | STOR 114173 (FA) | GERMANY |  | PRINCIP ENGINEERING |  |  | 0 | 0 | 0 | 0 |  |  |  |  | 2014-05-28 | KPJ Ipoh Specialist Hospital | 2 | [12 empty] | 2025-09-01 | 2026-03-01 | bar: MAR; SEP
981 | H07B100981 | 13217 | BEMS | B | - | ACT | C | H07 | BEMS | SYRINGE PUMP | SYRINGE PUMP | BA | WARD 1 | L01 | ISH/BE/01379 | 0 |  | 0 | HOSPITAL | 3380 | 0 | 0 | 0 | 0 | 0 | 0 | 0 | 0 | 0 | 0 | 2018-04-01 | 1900-01-01 | 8 | [8 empty] | WARD 1 |  |  |  | 0 | 0 | [12 empty] | admin | 2024-12-12 14:25 |  | TERUMO | TE*SS700N02 | 1508010155 | WARD 1 |  |  | 1 | B | 1 |  | SUMMIT COMPANY (M) SDN BHD | SUMMIT COMPANY (M) SDN BHD |  | JAPAN |  | PRINCIP ENGINEERING |  |  | 0 | 0 | 0 | 0 |  |  |  |  | 2016-04-14 | KPJ Ipoh Specialist Hospital | 1 | [12 empty] | 2025-05-01 | 2026-05-01 | bar: MAY
982 | H07B100982 | 13217 | BEMS | B | - | ACT | C | H07 | BEMS | SYRINGE PUMP | SYRINGE PUMP | BA | WARD 1 | L01 | ISH/BE/01380 | 0 |  | 0 | HOSPITAL | 3380 | 0 | 0 | 0 | 0 | 0 | 0 | 0 | 0 | 0 | 0 | 2018-04-01 | 1900-01-01 | 8 | [8 empty] | WARD 1 |  |  |  | 0 | 0 | [12 empty] | admin | 2024-12-12 14:25 |  | TERUMO | TE*SS700N02 | 1508010157 | WARD 1 |  |  | 1 | B | 1 |  | SUMMIT COMPANY (M) SDN BHD | SUMMIT COMPANY (M) SDN BHD |  | JAPAN |  | PRINCIP ENGINEERING |  |  | 0 | 0 | 0 | 0 |  |  |  |  | 2016-04-14 | KPJ Ipoh Specialist Hospital | 1 | [12 empty] | 2025-05-01 | 2026-05-01 | bar: MAY
983 | H07B100983 | - | BEMS | B | - | CDM | C | H07 | BEMS | CARDIOTOCOGRAPH | CARDIOTOCOGRAPH | BA | WARD 1 | L01 | ISH/BE/00075 | 0 |  | 0 | HOSPITAL | 30000 | 0 | 0 | 0 | 0 | 0 | 0 | 0 | 0 | 0 | 0 | 2007-11-01 | 1900-01-01 | 18 | [8 empty] | WARD 1 |  |  |  | 0 | 0 | [12 empty] | admin | 2024-12-12 14:25 |  | PHILIPS | AVALON FM20 | DE53002405 | WARD 1 |  |  | 1 | B | 1 |  | SUP100018 | IDS MEDICAL SYSTEM (M) SDN BHD |  | GERMANY |  | PRINCIP ENGINEERING |  |  | 0 | 0 | 0 | 0 |  |  |  |  | 2006-11-27 | KPJ Ipoh Specialist Hospital
984 | H07B100984 | - | BEMS | B | - | ACT | C | H07 | BEMS | CARDIOTOCOGRAPH | CARDIOTOCOGRAPH | BA | WARD 1 | L01 | ISH/BE/00076 | 0 |  | 0 | HOSPITAL | 30000 | 0 | 0 | 0 | 0 | 0 | 0 | 0 | 0 | 0 | 0 | 2008-06-01 | 1900-01-01 | 17 | [8 empty] | WARD 1 |  |  |  | 0 | 0 | [12 empty] | admin | 2024-12-12 14:25 |  | PHILIPS | AVALON FM20 | DE53003808 | WARD 1 |  |  | 1 | B | 1 |  | SUP100018 | IDS MEDICAL SYSTEM (M) SDN BHD |  | GERMANY |  | PRINCIP ENGINEERING |  |  | 0 | 0 | 0 | 0 |  |  |  |  | 2007-06-13 | KPJ Ipoh Specialist Hospital | 2 | [12 empty] | 2025-07-01 | 2026-01-01 | bar: JAN; JUL
985 | H07B100985 | - | BEMS | B | - | ACT | C | H07 | BEMS | CARDIOTOCOGRAPH | CARDIOTOCOGRAPH | BA | WARD 1 | L01 | ISH/BE/01099 | 0 |  | 0 | HOSPITAL | 23200 | 0 | 0 | 0 | 0 | 0 | 0 | 0 | 0 | 0 | 0 | 2014-07-01 | 1900-01-01 | 11 | [8 empty] | WARD 1 |  |  |  | 0 | 0 | [12 empty] | admin | 2024-12-12 14:25 |  | PHILIPS | AVALON FM20 | DE53027595 | WARD 1 |  |  | 1 | B | 1 |  | SUP100018 | IDS MEDICAL SYSTEM (M) SDN BHD |  | GERMANY |  | PRINCIP ENGINEERING |  |  | 0 | 0 | 0 | 0 |  |  |  |  | 2013-04-07 | KPJ Ipoh Specialist Hospital | 2 | [12 empty] | 2025-07-01 | 2026-01-01 | bar: JAN; JUL
986 | H07B100986 | 13250 | BEMS | B | - | ACT | C | H07 | BEMS | RADIANT WARMER | RADIANT WARMER | BA | WARD 1 | L01 | ISH/BE/00090 | 0 |  | 0 | HOSPITAL | 0 | 0 | 0 | 0 | 0 | 0 | 0 | 0 | 0 | 0 | 0 |  | 1900-01-01 | 28 | [8 empty] | WARD 1 |  |  |  | 0 | 0 | [12 empty] | admin | 2024-12-12 14:25 |  | AMEDA | MNC | BP504040 | WARD 1 |  |  | 1 | B | 1 |  | HISTOPOINT SND BHD | HISTOPOINT SND BHD |  | JAPAN |  | PRINCIP ENGINEERING |  |  | 0 | 0 | 0 | 0 |  |  |  |  | 1996-01-19 | KPJ Ipoh Specialist Hospital | 1 | [12 empty] | 2025-03-01 | 2026-03-01 | bar: MAR
987 | H07B100987 | - | BEMS | B | - | ACT | C | H07 | BEMS | AIR STERILIZER | AIR STERILIZER | BA | WARD 1 | L01 | ISH/BE/00094 | 0 |  | 0 | HOSPITAL | 0 | 0 | 0 | 0 | 0 | 0 | 0 | 0 | 0 | 0 | 0 |  | 1900-01-01 | 28 | [8 empty] | WARD 1 |  |  |  | 0 | 0 | [12 empty] | admin | 2024-12-12 14:25 |  | GERMITROL | 200E | B 3157 | WARD 1 |  |  | 1 | B | 1 |  | MEDICARE SDN BHD | MEDICARE SDN BHD |  | GERMANY |  | PRINCIP ENGINEERING |  |  | 0 | 0 | 0 | 0 |  |  |  |  | 1996-11-22 | KPJ Ipoh Specialist Hospital | 1 | [12 empty] | 2025-12-01 | 2026-12-01 | bar: DEC
988 | H07B100988 | 13037 | BEMS | B | - | ACT | N | H07 | BEMS | PHOTOTHERAPY UNIT | PHOTOTHERAPY UNIT | BA | WARD 1 | L01 | ISH/BE/01192 | 0 |  | 0 | HOSPITAL | 8600 | 0 | 0 | 0 | 0 | 0 | 0 | 0 | 0 | 0 | 0 | 2016-09-01 | 1900-01-01 | 10 | [8 empty] | WARD 1 |  |  |  | 0 | 0 | [12 empty] | admin | 2024-12-12 14:25 |  | GE | EQ LULLABY LED | SGT14316040PA | WARD 1 |  |  | 1 | B | 1 |  | EXPERT HEALTHCARE SDN BHD | EXPERT HEALTHCARE SDN BHD | STOR 116949(FA) | GERMANY |  | PRINCIP ENGINEERING |  |  | 0 | 0 | 0 | 0 |  |  |  |  | 2014-10-01 | KPJ Ipoh Specialist Hospital | 1 | [12 empty] | 2025-05-01 | 2026-05-01 | bar: MAY
989 | H07B100989 | 13037 | BEMS | B | - | ACT | N | H07 | BEMS | PHOTOTHERAPY UNIT | PHOTOTHERAPY UNIT | BA | WARD 1 | L01 | ISH/BE/01193 | 0 |  | 0 | HOSPITAL | 8600 | 0 | 0 | 0 | 0 | 0 | 0 | 0 | 0 | 0 | 0 | 2016-09-01 | 1900-01-01 | 10 | [8 empty] | WARD 1 |  |  |  | 0 | 0 | [12 empty] | admin | 2024-12-12 14:25 |  | GE | EQ LULLABY LED | SGT14316045PA | WARD 1 |  |  | 1 | B | 1 |  | EXPERT HEALTHCARE SDN BHD | EXPERT HEALTHCARE SDN BHD | STOR 116949(FA) | GERMANY |  | PRINCIP ENGINEERING |  |  | 0 | 0 | 0 | 0 |  |  |  |  | 2014-10-01 | KPJ Ipoh Specialist Hospital | 1 | [12 empty] | 2025-05-01 | 2026-05-01 | bar: MAY
990 | H07B100990 | 13037 | BEMS | B | - | ACT | N | H07 | BEMS | PHOTOTHERAPY UNIT | PHOTOTHERAPY UNIT | BA | WARD 1 | L01 | ISH/BE/01194 | 0 |  | 0 | HOSPITAL | 8600 | 0 | 0 | 0 | 0 | 0 | 0 | 0 | 0 | 0 | 0 | 2016-09-01 | 1900-01-01 | 10 | [8 empty] | WARD 1 |  |  |  | 0 | 0 | [12 empty] | admin | 2024-12-12 14:25 |  | GE | EQ LULLABY LED | SGT14326049PA | WARD 1 |  |  | 1 | B | 1 |  | EXPERT HEALTHCARE SDN BHD | EXPERT HEALTHCARE SDN BHD | STOR 116949(FA) | GERMANY |  | PRINCIP ENGINEERING |  |  | 0 | 0 | 0 | 0 |  |  |  |  | 2014-10-01 | KPJ Ipoh Specialist Hospital | 1 | [12 empty] | 2025-05-01 | 2026-05-01 | bar: MAY
991 | H07B100991 | 13037 | BEMS | B | - | ACT | N | H07 | BEMS | PHOTOTHERAPY UNIT | PHOTOTHERAPY UNIT | BA | WARD 1 | L01 | ISH/BE/01432 | 0 |  | 0 | HOSPITAL | 9000 | 0 | 0 | 0 | 0 | 0 | 0 | 0 | 0 | 0 | 0 | 2018-09-01 | 1900-01-01 | 8 | [8 empty] | WARD 1 |  |  |  | 0 | 0 | [12 empty] | admin | 2024-12-12 14:25 |  | GE | EQ LULLABY LED | SGT16290053PA | WARD 1 |  |  | 1 | B | 1 |  | EXPERT HEALTHCARE SDN BHD | EXPERT HEALTHCARE SDN BHD | STOR 133442(FA) | GERMANY |  | PRINCIP ENGINEERING |  |  | 0 | 0 | 0 | 0 |  |  |  |  | 2016-09-15 | KPJ Ipoh Specialist Hospital | 1 | [12 empty] | 2025-05-01 | 2026-05-01 | bar: MAY
992 | H07B100992 | 13037 | BEMS | B | - | ACT | N | H07 | BEMS | PHOTOTHERAPY UNIT | PHOTOTHERAPY UNIT | BA | WARD 1 | L01 | ISH/BE/01433 | 0 |  | 0 | HOSPITAL | 9000 | 0 | 0 | 0 | 0 | 0 | 0 | 0 | 0 | 0 | 0 | 2018-09-01 | 1900-01-01 | 8 | [8 empty] | WARD 1 |  |  |  | 0 | 0 | [12 empty] | admin | 2024-12-12 14:25 |  | GE | EQ LULLABY LED | SGT16290054PA | WARD 1 |  |  | 1 | B | 1 |  | EXPERT HEALTHCARE SDN BHD | EXPERT HEALTHCARE SDN BHD | STOR 133442(FA) | GERMANY |  | PRINCIP ENGINEERING |  |  | 0 | 0 | 0 | 0 |  |  |  |  | 2016-09-15 | KPJ Ipoh Specialist Hospital | 1 | [12 empty] | 2025-05-01 | 2026-05-01 | bar: MAY
993 | H07B100993 | 13037 | BEMS | B | - | ACT | N | H07 | BEMS | PHOTOTHERAPY UNIT | PHOTOTHERAPY UNIT | BA | WARD 1 | L01 | ISH/BE/01434 | 0 |  | 0 | HOSPITAL | 9000 | 0 | 0 | 0 | 0 | 0 | 0 | 0 | 0 | 0 | 0 | 2018-09-01 | 1900-01-01 | 8 | [8 empty] | WARD 1 |  |  |  | 0 | 0 | [12 empty] | admin | 2024-12-12 14:25 |  | GE | EQ LULLABY LED | SGT16290055PA | WARD 1 |  |  | 1 | B | 1 |  | EXPERT HEALTHCARE SDN BHD | EXPERT HEALTHCARE SDN BHD | STOR 133445(FA) | GERMANY |  | PRINCIP ENGINEERING |  |  | 0 | 0 | 0 | 0 |  |  |  |  | 2016-09-15 | KPJ Ipoh Specialist Hospital | 1 | [12 empty] | 2025-05-01 | 2026-05-01 | bar: MAY
994 | H07B100994 | 13037 | BEMS | B | - | ACT | N | H07 | BEMS | PHOTOTHERAPY UNIT | PHOTOTHERAPY UNIT | BA | WARD 1 | L01 | ISH/BE/01435 | 0 |  | 0 | HOSPITAL | 9000 | 0 | 0 | 0 | 0 | 0 | 0 | 0 | 0 | 0 | 0 | 2018-09-01 | 1900-01-01 | 8 | [8 empty] | WARD 1 |  |  |  | 0 | 0 | [12 empty] | admin | 2024-12-12 14:25 |  | GE | EQ LULLABY LED | SGT16290056PA | WARD 1 |  |  | 1 | B | 1 |  | EXPERT HEALTHCARE SDN BHD | EXPERT HEALTHCARE SDN BHD | STOR 133445(FA) | GERMANY |  | PRINCIP ENGINEERING |  |  | 0 | 0 | 0 | 0 |  |  |  |  | 2016-09-15 | KPJ Ipoh Specialist Hospital | 1 | [12 empty] | 2025-05-01 | 2026-05-01 | bar: MAY
995 | H07B100995 | 13037 | BEMS | B | - | ACT | N | H07 | BEMS | PHOTOTHERAPY UNIT | PHOTOTHERAPY UNIT | BA | WARD 1 | L01 | ISH/BE/01543 | 0 |  | 0 | HOSPITAL | 9000 | 0 | 0 | 0 | 0 | 0 | 0 | 0 | 0 | 0 | 0 | 2019-09-01 | 1900-01-01 | 7 | [8 empty] | WARD 1 |  |  |  | 0 | 0 | [12 empty] | admin | 2024-12-12 14:25 |  | GE | EQ LULLABY LED | SGT16470012PA | WARD 1 |  |  | 1 | B | 1 |  | EXPERT HEALTHCARE SDN BHD | EXPERT HEALTHCARE SDN BHD |  | GERMANY |  | PRINCIP ENGINEERING |  |  | 0 | 0 | 0 | 0 |  |  |  |  | 2017-09-21 | KPJ Ipoh Specialist Hospital | 1 | [12 empty] | 2025-05-01 | 2026-05-01 | bar: MAY
996 | H07B100996 | 13037 | BEMS | B | - | ACT | N | H07 | BEMS | PHOTOTHERAPY UNIT | PHOTOTHERAPY UNIT | BA | WARD 1 | L01 | ISH/BE/01544 | 0 |  | 0 | HOSPITAL | 9000 | 0 | 0 | 0 | 0 | 0 | 0 | 0 | 0 | 0 | 0 | 2019-09-01 | 1900-01-01 | 7 | [8 empty] | WARD 1 |  |  |  | 0 | 0 | [12 empty] | admin | 2024-12-12 14:25 |  | GE | EQ LULLABY LED | SGT17230052PA | WARD 1 |  |  | 1 | B | 1 |  | EXPERT HEALTHCARE SDN BHD | EXPERT HEALTHCARE SDN BHD |  | GERMANY |  | PRINCIP ENGINEERING |  |  | 0 | 0 | 0 | 0 |  |  |  |  | 2017-09-21 | KPJ Ipoh Specialist Hospital | 1 | [12 empty] | 2025-05-01 | 2026-05-01 | bar: MAY
997 | H07B100997 | - | BEMS | B | - | ACT | C | H07 | BEMS | WATER STERILIZER | WATER STERILIZER | BA | WARD 1 | L01 | ISH/BE/00104 | 0 |  | 0 | HOSPITAL | 0 | 0 | 0 | 0 | 0 | 0 | 0 | 0 | 0 | 0 | 0 |  | 1900-01-01 | 19 | [8 empty] | WARD 1 |  |  |  | 0 | 0 | [12 empty] | admin | 2024-12-12 14:25 |  | BACTRON | BACTRON MARK 6 | N/A | WARD 1 |  |  | 1 | B | 1 |  | SUP100016 | INSAN BAKTI SDN BHD |  | USA |  | PRINCIP ENGINEERING |  |  | 0 | 0 | 0 | 0 |  |  |  |  | 1905-06-03 | KPJ Ipoh Specialist Hospital | 1 | [12 empty] | 2025-05-01 | 2026-05-01 | bar: MAY
998 | H07B100998 | 12113 | BEMS | B | - | ACT | C | H07 | BEMS | INCUBATORS | INCUBATORS | BA | WARD 1 | L01 | ISH/BE/00109 | 0 |  | 0 | HOSPITAL | 35000 | 0 | 0 | 0 | 0 | 0 | 0 | 0 | 0 | 0 | 0 | 2009-05-01 | 1900-01-01 | 16 | [8 empty] | WARD 1 |  |  |  | 0 | 0 | [12 empty] | admin | 2024-12-12 14:25 |  | ISOLETTE | C450QT | ST09476 | WARD 1 |  |  | 1 | B | 1 |  | SUP100018 | IDS MEDICAL SYSTEM (M) SDN BHD |  | GERMANY |  | PRINCIP ENGINEERING |  |  | 0 | 0 | 0 | 0 |  |  |  |  | 2008-06-05 | KPJ Ipoh Specialist Hospital | 2 | [12 empty] | 2025-08-01 | 2026-02-01 | bar: FEB; AUG
999 | H07B100999 | 12113 | BEMS | B | - | ACT | C | H07 | BEMS | INCUBATORS | INCUBATORS | BA | WARD 1 | L01 | ISH/BE/01040 | 0 |  | 0 | HOSPITAL | 35000 | 0 | 0 | 0 | 0 | 0 | 0 | 0 | 0 | 0 | 0 | 2013-02-01 | 1900-01-01 | 12 | [8 empty] | WARD 1 |  |  |  | 0 | 0 | [12 empty] | admin | 2024-12-12 14:25 |  | DRAGER | C2000 | KG25604 | WARD 1 |  |  | 1 | B | 1 |  | BEAU CONSORTIUM SDN BHD | BEAU CONSORTIUM SDN BHD |  | GERMANY |  | DREAGER MALAYSIA SDN BHD |  |  | 0 | 0 | 0 | 0 |  |  |  |  | 2012-12-02 | KPJ Ipoh Specialist Hospital | 2 | [12 empty] | 2025-12-01 | 2026-06-01 | bar: JUN; DEC
1000 | H07B101000 | 12113 | BEMS | B | - | ACT | C | H07 | BEMS | INCUBATORS | INCUBATORS | BA | WARD 1 | L01 | ISH/BE/01411 | 0 |  | 0 | HOSPITAL | 35000 | 0 | 0 | 0 | 0 | 0 | 0 | 0 | 0 | 0 | 0 | 2018-05-01 | 1900-01-01 | 8 | [8 empty] | WARD 1 |  |  |  | 0 | 0 | [12 empty] | admin | 2024-12-12 14:25 |  | DRAGER | ISOLETTE 8000 | JY06667 | WARD 1 |  |  | 1 | B | 1 |  | DREAGER MEDICAL S.E.A PTE LTD | DREAGER MEDICAL S.E.A PTE LTD |  | GERMANY |  | DREAGER MALAYSIA SDN BHD |  |  | 0 | 0 | 0 | 0 |  |  |  |  | 2016-06-01 | KPJ Ipoh Specialist Hospital | 2 | [12 empty] | 2025-12-01 | 2026-06-01 | bar: JUN; DEC
1001 | H07B101001 | - | BEMS | B | - | CDM | C | H07 | BEMS | ENTONOX | ENTONOX | BA | WARD 1 | L01 | ISH/BE/00112 | 0 |  | 0 | HOSPITAL | 0 | 0 | 0 | 0 | 0 | 0 | 0 | 0 | 0 | 0 | 0 |  | 1900-01-01 | 19 | [8 empty] | WARD 1 |  |  |  | 0 | 0 | [12 empty] | admin | 2024-12-12 14:25 |  | J UNO MARK 2 | (JUNO MARK 2) | 2293 | WARD 1 |  |  | 1 | B | 1 |  | MOX | MOX |  | USA |  | PRINCIP ENGINEERING |  |  | 0 | 0 | 0 | 0 |  |  |  |  | 1905-06-03 | KPJ Ipoh Specialist Hospital
1002 | H07B101002 | - | BEMS | B | - | CDM | C | H07 | BEMS | ENTONOX | ENTONOX | BA | WARD 1 | L01 | ISH/BE/00113 | 0 |  | 0 | HOSPITAL | 0 | 0 | 0 | 0 | 0 | 0 | 0 | 0 | 0 | 0 | 0 |  | 1900-01-01 | 19 | [8 empty] | WARD 1 |  |  |  | 0 | 0 | [12 empty] | admin | 2024-12-12 14:25 |  | JUNO MARK 2 | (JUNO MARK 2) | 2270 | WARD 1 |  |  | 1 | B | 1 |  | MOX | MOX |  | USA |  | PRINCIP ENGINEERING |  |  | 0 | 0 | 0 | 0 |  |  |  |  | 1905-06-03 | KPJ Ipoh Specialist Hospital
1003 | H07B101003 | 12276 | BEMS | B | - | ACT | N | H07 | BEMS | EXAMINATION LIGHT | EXAMINATION LIGHT | BA | WARD 1 | L01 | ISH/BE/00115 | 0 |  | 0 | HOSPITAL | 500 | 0 | 0 | 0 | 0 | 0 | 0 | 0 | 0 | 0 | 0 |  | 1900-01-01 | 27 | [8 empty] | WARD 1 |  |  |  | 0 | 0 | [12 empty] | admin | 2024-12-12 14:25 |  | EASTERN MEDICAL | HL 1200 | 1&2552 | WARD 1 |  |  | 1 | B | 1 |  | MEDICARE SDN BHD | MEDICARE SDN BHD |  | CHINA |  | PRINCIP ENGINEERING |  |  | 0 | 0 | 0 | 0 |  |  |  |  | 1997-01-12 | KPJ Ipoh Specialist Hospital | 1 | [12 empty] | 2025-04-01 | 2026-04-01 | bar: APR
1004 | H07B101004 | 12282 | BEMS | B | - | ACT | C | H07 | BEMS | OPERATION LIGHT | OPERATION LIGHT | BA | WARD 1 | L01 | ISH/BE/01592 | 0 |  | 0 | HOSPITAL | 43000 | 0 | 0 | 0 | 0 | 0 | 0 | 0 | 0 | 0 | 0 | 2021-04-01 | 1900-01-01 | 5 | [8 empty] | WARD 1 |  |  |  | 0 | 0 | [12 empty] | admin | 2024-12-12 14:25 |  | ETKINS | ETKINS C16 ET MASTER | 2019/E004 | WARD 1 |  |  | 1 | B | 1 |  | GETZ HEALTHCARE (M) SDN BHD | GETZ HEALTHCARE (M) SDN BHD | STOR 169052 | TURKEY |  | PRINCIP ENGINEERING |  |  | 0 | 0 | 0 | 0 |  |  |  |  | 2019-04-26 | KPJ Ipoh Specialist Hospital | 1 | [12 empty] | 2025-07-01 | 2026-07-01 | bar: JUL
10+A1006:CM100605 | H07B101005 | 13360 | BEMS | B | - | ACT | C | H07 | BEMS | RESUSCITAITORS | RESUSCITAITORS | BA | OT | L01 | ISH/BE/01412 | 0 |  | 0 | HOSPITAL | 39000 | 0 | 0 | 0 | 0 | 0 | 0 | 0 | 0 | 0 | 0 | 2018-05-01 | 1900-01-01 | 8 | [8 empty] | WARD 1 |  |  |  | 0 | 0 | [12 empty] | admin | 2024-12-12 14:25 |  | DRAGER | RW82 | JY10895 | WARD 1 |  |  | 1 | B | 1 |  | DREAGER MEDICAL S.E.A PTE LTD | DREAGER MEDICAL S.E.A PTE LTD | STOR 130974(FA) | GERMANY |  | DREAGER MALAYSIA SDN BHD |  |  | 0 | 0 | 0 | 0 |  |  |  |  | 2016-05-27 | KPJ Ipoh Specialist Hospital | 2 | [12 empty] | 2025-12-01 | 2026-06-01 | bar: JUN; DEC
1006 | H07B101006 | - | BEMS | B | - | ACT | C | H07 | BEMS | APNEA MONITOR | APNEA MONITOR | BA | WARD 1 | L01 | ISH/BE/00820 | 0 |  | 0 | HOSPITAL | 3800 | 0 | 0 | 0 | 0 | 0 | 0 | 0 | 0 | 0 | 0 | 2011-06-01 | 1900-01-01 | 14 | [8 empty] | WARD 1 |  |  |  | 0 | 0 | [12 empty] | admin | 2024-12-12 14:25 |  | GRASEBY MEDICAL | MR10 | 13004946 | WARD 1 |  |  | 1 | B | 1 |  | PRIMED MEDICAL SDN.BHD | PRIMED MEDICAL SDN.BHD |  | USA |  | PRINCIP ENGINEERING |  |  | 0 | 0 | 0 | 0 |  |  |  |  | 2010-01-06 | KPJ Ipoh Specialist Hospital | 1 | [12 empty] | 2025-03-01 | 2026-03-01 | bar: MAR
1007 | H07B101007 | 17148 | BEMS | B | - | ACT | C | H07 | BEMS | OXIMETERS, PULSE | OXIMETERS, PULSE | BA | WARD 1 | L01 | ISH/BE/00977 | 0 |  | 0 | HOSPITAL | 5700 | 0 | 0 | 0 | 0 | 0 | 0 | 0 | 0 | 0 | 0 | 2012-04-01 | 1900-01-01 | 13 | [8 empty] | WARD 1 |  |  |  | 0 | 0 | [12 empty] | admin | 2024-12-12 14:25 |  | NELLCOR | N560 | 011410060382 | WARD 1 |  |  | 1 | B | 1 |  | HOSPIMETRIX SDN BHD | HOSPIMETRIX SDN BHD |  | USA |  | PRINCIP ENGINEERING |  |  | 0 | 0 | 0 | 0 |  |  |  |  | 2011-04-20 | KPJ Ipoh Specialist Hospital | 1 | [12 empty] | 2025-03-01 | 2026-03-01 | bar: MAR
1008 | H07B101008 | 17148 | BEMS | B | - | ACT | C | H07 | BEMS | OXIMETERS, PULSE | OXIMETERS, PULSE | BA | WARD 1 | L01 | ISH/BE/01101 | 0 |  | 0 | HOSPITAL | 3200 | 0 | 0 | 0 | 0 | 0 | 0 | 0 | 0 | 0 | 0 | 2014-07-01 | 1900-01-01 | 11 | [8 empty] | WARD 1 |  |  |  | 0 | 0 | [12 empty] | admin | 2024-12-12 14:25 |  | PHILIPS | SURESIGNS VM1 | NB12702132 | WARD 1 |  |  | 1 | B | 1 |  | SUP100018 | IDS MEDICAL SYSTEM (M) SDN BHD | STOR 105643 | GERMANY |  | PRINCIP ENGINEERING |  |  | 0 | 0 | 0 | 0 |  |  |  |  | 2013-04-07 | KPJ Ipoh Specialist Hospital | 1 | [12 empty] | 2025-03-01 | 2026-03-01 | bar: MAR
1009 | H07B101009 | 17148 | BEMS | B | - | ACT | C | H07 | BEMS | OXIMETERS, PULSE | OXIMETERS, PULSE | BA | WARD 1 | L01 | ISH/BE/01102 | 0 |  | 0 | HOSPITAL | 3200 | 0 | 0 | 0 | 0 | 0 | 0 | 0 | 0 | 0 | 0 | 2014-07-01 | 1900-01-01 | 11 | [8 empty] | WARD 1 |  |  |  | 0 | 0 | [12 empty] | admin | 2024-12-12 14:25 |  | PHILIPS | SURESIGNS VM1 | NB12702160 | WARD 1 |  |  | 1 | B | 1 |  | SUP100018 | IDS MEDICAL SYSTEM (M) SDN BHD | STOR 105643 | GERMANY |  | PRINCIP ENGINEERING |  |  | 0 | 0 | 0 | 0 |  |  |  |  | 2013-04-07 | KPJ Ipoh Specialist Hospital | 1 | [12 empty] | 2025-03-01 | 2026-03-01 | bar: MAR
1010 | H07B101010 | 17148 | BEMS | B | - | ACT | C | H07 | BEMS | OXIMETERS, PULSE | OXIMETERS, PULSE | BA | WARD 1 | L01 | ISH/BE/01103 | 0 |  | 0 | HOSPITAL | 3200 | 0 | 0 | 0 | 0 | 0 | 0 | 0 | 0 | 0 | 0 | 2014-07-01 | 1900-01-01 | 11 | [8 empty] | WARD 1 |  |  |  | 0 | 0 | [12 empty] | admin | 2024-12-12 14:25 |  | PHILIPS | SURESIGNS VM1 | NB12702152 | WARD 1 |  |  | 1 | B | 1 |  | SUP100018 | IDS MEDICAL SYSTEM (M) SDN BHD | STOR 105643 | GERMANY |  | PRINCIP ENGINEERING |  |  | 0 | 0 | 0 | 0 |  |  |  |  | 2013-04-07 | KPJ Ipoh Specialist Hospital | 1 | [12 empty] | 2025-03-01 | 2026-03-01 | bar: MAR
1011 | H07B101011 | 17148 | BEMS | B | - | ACT | C | H07 | BEMS | OXIMETERS, PULSE | OXIMETERS, PULSE | BA | WARD 1 | L01 | ISH/BE/01381 | 0 |  | 0 | HOSPITAL | 7000 | 0 | 0 | 0 | 0 | 0 | 0 | 0 | 0 | 0 | 0 | 2017-04-01 | 1900-01-01 | 8 | [8 empty] | WARD 1 |  |  |  | 0 | 0 | [12 empty] | admin | 2024-12-12 14:25 |  | MASIMO | R2932-RADICAL7TS | 239142 | WARD 1 |  |  | 1 | B | 1 |  | RESPIMEDIC SDN BHD | RESPIMEDIC SDN BHD | STOR 130972 (FA) | USA |  | PRINCIP ENGINEERING |  |  | 0 | 0 | 0 | 0 |  |  |  |  | 2016-04-20 | KPJ Ipoh Specialist Hospital | 1 | [12 empty] | 2025-07-01 | 2026-07-01 | bar: JUL
1012 | H07B101012 | 17148 | BEMS | B | - | ACT | C | H07 | BEMS | OXIMETERS, PULSE | OXIMETERS, PULSE | BA | WARD 1 | L01 | ISH/BE/01382 | 0 |  | 0 | HOSPITAL | 7000 | 0 | 0 | 0 | 0 | 0 | 0 | 0 | 0 | 0 | 0 | 2017-04-01 | 1900-01-01 | 8 | [8 empty] | WARD 1 |  |  |  | 0 | 0 | [12 empty] | admin | 2024-12-12 14:25 |  | MASIMO | R2932-RADICAL7TS | 225816 | WARD 1 |  |  | 1 | B | 1 |  | RESPIMEDIC SDN BHD | RESPIMEDIC SDN BHD | STOR 130972 (FA) | USA |  | PRINCIP ENGINEERING |  |  | 0 | 0 | 0 | 0 |  |  |  |  | 2016-04-20 | KPJ Ipoh Specialist Hospital | 1 | [12 empty] | 2025-07-01 | 2026-07-01 | bar: JUL
1013 | H07B101013 | 17148 | BEMS | B | - | ACT | C | H07 | BEMS | OXIMETERS, PULSE | OXIMETERS, PULSE | BA | WARD 1 | L01 | ISH/BE/01383 | 0 |  | 0 | HOSPITAL | 7000 | 0 | 0 | 0 | 0 | 0 | 0 | 0 | 0 | 0 | 0 | 2017-04-01 | 1900-01-01 | 8 | [8 empty] | WARD 1 |  |  |  | 0 | 0 | [12 empty] | admin | 2024-12-12 14:25 |  | MASIMO | R2932-RADICAL7TS | 227008 | WARD 1 |  |  | 1 | B | 1 |  | RESPIMEDIC SDN BHD | RESPIMEDIC SDN BHD | STOR 130972 (FA) | USA |  | PRINCIP ENGINEERING |  |  | 0 | 0 | 0 | 0 |  |  |  |  | 2016-04-20 | KPJ Ipoh Specialist Hospital | 1 | [12 empty] | 2025-07-01 | 2026-07-01 | bar: JUL
1014 | H07B101014 | 17148 | BEMS | B | - | ACT | C | H07 | BEMS | OXIMETERS, PULSE | OXIMETERS, PULSE | BA | WARD 1 | L01 | ISH/BE/01384 | 0 |  | 0 | HOSPITAL | 7000 | 0 | 0 | 0 | 0 | 0 | 0 | 0 | 0 | 0 | 0 | 2017-04-01 | 1900-01-01 | 8 | [8 empty] | WARD 1 |  |  |  | 0 | 0 | [12 empty] | admin | 2024-12-12 14:25 |  | MASIMO | R2932-RADICAL7TS | 236626 | WARD 1 |  |  | 1 | B | 1 |  | RESPIMEDIC SDN BHD | RESPIMEDIC SDN BHD | STOR 130972 (FA) | USA |  | PRINCIP ENGINEERING |  |  | 0 | 0 | 0 | 0 |  |  |  |  | 2016-04-20 | KPJ Ipoh Specialist Hospital | 1 | [12 empty] | 2025-07-01 | 2026-07-01 | bar: JUL
1015 | H07B101015 | 17148 | BEMS | B | - | ACT | C | H07 | BEMS | OXIMETERS, PULSE | OXIMETERS, PULSE | BA | WARD 1 | L01 | ISH/BE/01385 | 0 |  | 0 | HOSPITAL | 7000 | 0 | 0 | 0 | 0 | 0 | 0 | 0 | 0 | 0 | 0 | 2017-04-01 | 1900-01-01 | 8 | [8 empty] | WARD 1 |  |  |  | 0 | 0 | [12 empty] | admin | 2024-12-12 14:25 |  | MASIMO | R2932-RADICAL7TS | 242994 | WARD 1 |  |  | 1 | B | 1 |  | RESPIMEDIC SDN BHD | RESPIMEDIC SDN BHD | STOR 130972 (FA) | USA |  | PRINCIP ENGINEERING |  |  | 0 | 0 | 0 | 0 |  |  |  |  | 2016-04-20 | KPJ Ipoh Specialist Hospital | 1 | [12 empty] | 2025-07-01 | 2026-07-01 | bar: JUL
1016 | H07B101016 | 17148 | BEMS | B | - | ACT | C | H07 | BEMS | OXIMETERS, PULSE | OXIMETERS, PULSE | BA | WARD 1 | L01 | ISH/BE/01386 | 0 |  | 0 | HOSPITAL | 7000 | 0 | 0 | 0 | 0 | 0 | 0 | 0 | 0 | 0 | 0 | 2017-04-01 | 1900-01-01 | 8 | [8 empty] | WARD 1 |  |  |  | 0 | 0 | [12 empty] | admin | 2024-12-12 14:25 |  | MASIMO | R2932-RADICAL7TS | 239960 | WARD 1 |  |  | 1 | B | 1 |  | RESPIMEDIC SDN BHD | RESPIMEDIC SDN BHD | STOR 130972 (FA) | USA |  | PRINCIP ENGINEERING |  |  | 0 | 0 | 0 | 0 |  |  |  |  | 2016-04-20 | KPJ Ipoh Specialist Hospital | 1 | [12 empty] | 2025-07-01 | 2026-07-01 | bar: JUL
1017 | H07B101017 | 11692 | BEMS | B | - | ACT | C | H07 | BEMS | FETAL DOPPLER | FETAL DOPPLER | BA | WARD 1 | L01 | ISH/BE/00991 | 0 |  | 0 | HOSPITAL | 1200 | 0 | 0 | 0 | 0 | 0 | 0 | 0 | 0 | 0 | 0 | 2012-05-01 | 1900-01-01 | 13 | [8 empty] | WARD 1 |  |  |  | 0 | 0 | [12 empty] | admin | 2024-12-12 14:25 |  | EDAN | SONOTRAX BASIC A | STAB10C94091A | WARD 1 |  |  | 1 | B | 1 |  | IPOH JAYA MEDIC ENTERPRISE | IPOH JAYA MEDIC ENTERPRISE |  | CHINA |  | PRINCIP ENGINEERING |  |  | 0 | 0 | 0 | 0 |  |  |  |  | 2010-05-28 | KPJ Ipoh Specialist Hospital | 1 | [12 empty] | 2025-07-01 | 2026-07-01 | bar: JUL
1018 | H07B101018 | 11692 | BEMS | B | - | ACT | C | H07 | BEMS | FETAL DOPPLER | FETAL DOPPLER | BA | WARD 1 | L01 | ISH/BE/01593 | 0 |  | 0 | HOSPITAL | 800 | 0 | 0 | 0 | 0 | 0 | 0 | 0 | 0 | 0 | 0 | 2020-07-01 | 1900-01-01 | 5 | [8 empty] | WARD 1 |  |  |  | 0 | 0 | [12 empty] | admin | 2024-12-12 14:25 |  | CONTEC | SONOLINE C2 | FG1301200059 | WARD 1 |  |  | 1 | B | 1 |  | HARMONI JAYA | HARMONI JAYA |  | CHINA |  | PRINCIP ENGINEERING |  |  | 0 | 0 | 0 | 0 |  |  |  |  | 2019-07-13 | KPJ Ipoh Specialist Hospital | 1 | [12 empty] | 2025-07-01 | 2026-07-01 | bar: JUL
1019 | H07B101019 | 18076 | BEMS | B | - | ACT | C | H07 | BEMS | OXYGEN BLENDER | OXYGEN BLENDER | BA | WARD 1 | L01 | ISH/BE/01397 | 0 |  | 0 | HOSPITAL | 5471.7 | 0 | 0 | 0 | 0 | 0 | 0 | 0 | 0 | 0 | 0 | 2017-05-01 | 1900-01-01 | 8 | [8 empty] | WARD 1 |  |  |  | 0 | 0 | [12 empty] | admin | 2024-12-12 14:25 |  | BIOMED DEVICES | BLENDER O2 | BX1551364 | WARD 1 |  |  | 1 | B | 1 |  | SUP100023 | DAYA CERGAS (M) SDN BHD | STOR 131032 (FA) | USA |  | DAYA CERGAS (M) SDN BHD |  |  | 0 | 0 | 0 | 0 |  |  |  |  | 2016-05-20 | KPJ Ipoh Specialist Hospital | 1 | [12 empty] | 2025-12-01 | 2026-12-01 | bar: DEC
1020 | H07B101020 | 18076 | BEMS | B | - | ACT | C | H07 | BEMS | OXYGEN BLENDER | OXYGEN BLENDER | BA | WARD 1 | L01 | ISH/BE/01398 | 0 |  | 0 | HOSPITAL | 5471.7 | 0 | 0 | 0 | 0 | 0 | 0 | 0 | 0 | 0 | 0 | 2017-05-01 | 1900-01-01 | 8 | [8 empty] | WARD 1 |  |  |  | 0 | 0 | [12 empty] | admin | 2024-12-12 14:25 |  | BIOMED DEVICES | BLENDER O2 | BX1652641 | WARD 1 |  |  | 1 | B | 1 |  | SUP100023 | DAYA CERGAS (M) SDN BHD | STOR 131032 (FA) | USA |  | DAYA CERGAS (M) SDN BHD |  |  | 0 | 0 | 0 | 0 |  |  |  |  | 2016-05-20 | KPJ Ipoh Specialist Hospital | 1 | [12 empty] | 2025-12-01 | 2026-12-01 | bar: DEC
1021 | H07B101021 | 18076 | BEMS | B | - | ACT | C | H07 | BEMS | OXYGEN BLENDER | OXYGEN BLENDER | BA | WARD 1 | L01 | ISH/BE/01399 | 0 |  | 0 | HOSPITAL | 5471.7 | 0 | 0 | 0 | 0 | 0 | 0 | 0 | 0 | 0 | 0 | 2017-05-01 | 1900-01-01 | 8 | [8 empty] | WARD 1 |  |  |  | 0 | 0 | [12 empty] | admin | 2024-12-12 14:25 |  | BIOMED DEVICES | BLENDER O2 | BX1551367 | WARD 1 |  |  | 1 | B | 1 |  | SUP100023 | DAYA CERGAS (M) SDN BHD | STOR 131032 (FA) | USA |  | DAYA CERGAS (M) SDN BHD |  |  | 0 | 0 | 0 | 0 |  |  |  |  | 2016-05-20 | KPJ Ipoh Specialist Hospital | 1 | [12 empty] | 2025-12-01 | 2026-12-01 | bar: DEC
1022 | H07B101022 | 18076 | BEMS | B | - | ACT | C | H07 | BEMS | OXYGEN BLENDER | OXYGEN BLENDER | BA | WARD 1 | L01 | ISH/BE/01400 | 0 |  | 0 | HOSPITAL | 5471.7 | 0 | 0 | 0 | 0 | 0 | 0 | 0 | 0 | 0 | 0 | 2017-05-01 | 1900-01-01 | 8 | [8 empty] | WARD 1 |  |  |  | 0 | 0 | [12 empty] | admin | 2024-12-12 14:25 |  | BIOMED DEVICES | BLENDER O2 | BX1551366 | WARD 1 |  |  | 1 | B | 1 |  | SUP100023 | DAYA CERGAS (M) SDN BHD | STOR 131032 (FA) | USA |  | DAYA CERGAS (M) SDN BHD |  |  | 0 | 0 | 0 | 0 |  |  |  |  | 2016-05-20 | KPJ Ipoh Specialist Hospital | 1 | [12 empty] | 2025-12-01 | 2026-12-01 | bar: DEC
1023 | H07B101023 | 18076 | BEMS | B | - | ACT | C | H07 | BEMS | OXYGEN BLENDER | OXYGEN BLENDER | BA | WARD 1 | L01 | ISH/BE/01401 | 0 |  | 0 | HOSPITAL | 5471.7 | 0 | 0 | 0 | 0 | 0 | 0 | 0 | 0 | 0 | 0 | 2017-05-01 | 1900-01-01 | 8 | [8 empty] | WARD 1 |  |  |  | 0 | 0 | [12 empty] | admin | 2024-12-12 14:25 |  | BIOMED DEVICES | BLENDER O2 | BX1551365 | WARD 1 |  |  | 1 | B | 1 |  | SUP100023 | DAYA CERGAS (M) SDN BHD | STOR 131032 (FA) | USA |  | DAYA CERGAS (M) SDN BHD |  |  | 0 | 0 | 0 | 0 |  |  |  |  | 2016-05-20 | KPJ Ipoh Specialist Hospital | 1 | [12 empty] | 2025-12-01 | 2026-12-01 | bar: DEC
1024 | H07B101024 | 18076 | BEMS | B | - | ACT | C | H07 | BEMS | OXYGEN BLENDER | OXYGEN BLENDER | BA | WARD 1 | L01 | ISH/BE/01495 | 0 |  | 0 | HOSPITAL | 5471.7 | 0 | 0 | 0 | 0 | 0 | 0 | 0 | 0 | 0 | 0 | 2017-11-01 | 1900-01-01 | 8 | [8 empty] | WARD 1 |  |  |  | 0 | 0 | [12 empty] | admin | 2024-12-12 14:25 |  | BIOMED DEVICES | BLENDER O2 | BX1654500 | WARD 1 |  |  | 1 | B | 1 |  | SUP100023 | DAYA CERGAS (M) SDN BHD | STOR 136797 (FA) | USA |  | DAYA CERGAS (M) SDN BHD |  |  | 0 | 0 | 0 | 0 |  |  |  |  | 2016-11-03 | KPJ Ipoh Specialist Hospital | 1 | [12 empty] | 2025-12-01 | 2026-12-01 | bar: DEC
1025 | H07B101025 | 18076 | BEMS | B | - | ACT | C | H07 | BEMS | OXYGEN BLENDER | OXYGEN BLENDER | BA | WARD 1 | L01 | ISH/BE/01496 | 0 |  | 0 | HOSPITAL | 5471.7 | 0 | 0 | 0 | 0 | 0 | 0 | 0 | 0 | 0 | 0 | 2017-11-01 | 1900-01-01 | 8 | [8 empty] | WARD 1 |  |  |  | 0 | 0 | [12 empty] | admin | 2024-12-12 14:25 |  | BIOMED DEVICES | BLENDER O2 | BX1654501 | WARD 1 |  |  | 1 | B | 1 |  | SUP100023 | DAYA CERGAS (M) SDN BHD | STOR 136797 (FA) | USA |  | DAYA CERGAS (M) SDN BHD |  |  | 0 | 0 | 0 | 0 |  |  |  |  | 2016-11-03 | KPJ Ipoh Specialist Hospital | 1 | [12 empty] | 2025-12-01 | 2026-12-01 | bar: DEC
1026 | H07B101026 | 13360 | BEMS | B | - | ACT | C | H07 | BEMS | NEOPUFF | NEOPUFF | BA | WARD 1 | L01 | ISH/BE/01391 | 0 |  | 0 | HOSPITAL | 5660 | 0 | 0 | 0 | 0 | 0 | 0 | 0 | 0 | 0 | 0 | 2017-04-01 | 1900-01-01 | 8 | [8 empty] | WARD 1 |  |  |  | 0 | 0 | [12 empty] | admin | 2024-12-12 14:25 |  | FISHER & PAYKEL | RD900 | 150929003490 | WARD 1 |  |  | 1 | B | 1 |  | SUP100023 | DAYA CERGAS (M) SDN BHD | STOR 131033 (FA) | USA |  | DAYA CERGAS (M) SDN BHD |  |  | 0 | 0 | 0 | 0 |  |  |  |  | 2016-04-25 | KPJ Ipoh Specialist Hospital | 1 | [12 empty] | 2025-12-01 | 2026-12-01 | bar: DEC
1027 | H07B101027 | 13360 | BEMS | B | - | ACT | C | H07 | BEMS | NEOPUFF | NEOPUFF | BA | WARD 1 | L01 | ISH/BE/01402 | 0 |  | 0 | HOSPITAL | 5660.4 | 0 | 0 | 0 | 0 | 0 | 0 | 0 | 0 | 0 | 0 | 2017-05-01 | 1900-01-01 | 8 | [8 empty] | WARD 1 |  |  |  | 0 | 0 | [12 empty] | admin | 2024-12-12 14:25 |  | FISHER & PAYKEL | RD 900 | 160226005338 | WARD 1 |  |  | 1 | B | 1 |  | SUP100023 | DAYA CERGAS (M) SDN BHD | STOR 131033 (FA) | USA |  | DAYA CERGAS (M) SDN BHD |  |  | 0 | 0 | 0 | 0 |  |  |  |  | 2016-05-20 | KPJ Ipoh Specialist Hospital | 1 | [12 empty] | 2025-12-01 | 2026-12-01 | bar: DEC
1028 | H07B101028 | 13360 | BEMS | B | - | ACT | C | H07 | BEMS | NEOPUFF | NEOPUFF | BA | WARD 1 | L01 | ISH/BE/01403 | 0 |  | 0 | HOSPITAL | 5660.4 | 0 | 0 | 0 | 0 | 0 | 0 | 0 | 0 | 0 | 0 | 2017-05-01 | 1900-01-01 | 8 | [8 empty] | WARD 1 |  |  |  | 0 | 0 | [12 empty] | admin | 2024-12-12 14:25 |  | FISHER & PAYKEL | RD 900 | 160226005340 | WARD 1 |  |  | 1 | B | 1 |  | SUP100023 | DAYA CERGAS (M) SDN BHD | STOR 131033 (FA) | USA |  | DAYA CERGAS (M) SDN BHD |  |  | 0 | 0 | 0 | 0 |  |  |  |  | 2016-05-20 | KPJ Ipoh Specialist Hospital | 1 | [12 empty] | 2025-12-01 | 2026-12-01 | bar: DEC
1029 | H07B101029 | 13360 | BEMS | B | - | ACT | C | H07 | BEMS | NEOPUFF | NEOPUFF | BA | WARD 1 | L01 | ISH/BE/01404 | 0 |  | 0 | HOSPITAL | 5660.4 | 0 | 0 | 0 | 0 | 0 | 0 | 0 | 0 | 0 | 0 | 2017-05-01 | 1900-01-01 | 8 | [8 empty] | WARD 1 |  |  |  | 0 | 0 | [12 empty] | admin | 2024-12-12 14:25 |  | FISHER & PAYKEL | RD 900 | 160226005341 | WARD 1 |  |  | 1 | B | 1 |  | SUP100023 | DAYA CERGAS (M) SDN BHD | STOR 131033 (FA) | USA |  | DAYA CERGAS (M) SDN BHD |  |  | 0 | 0 | 0 | 0 |  |  |  |  | 2016-05-20 | KPJ Ipoh Specialist Hospital | 1 | [12 empty] | 2025-12-01 | 2026-12-01 | bar: DEC
1030 | H07B101030 | 13360 | BEMS | B | - | ACT | C | H07 | BEMS | NEOPUFF | NEOPUFF | BA | WARD 1 | L01 | ISH/BE/01405 | 0 |  | 0 | HOSPITAL | 5660.4 | 0 | 0 | 0 | 0 | 0 | 0 | 0 | 0 | 0 | 0 | 2017-05-01 | 1900-01-01 | 8 | [8 empty] | WARD 1 |  |  |  | 0 | 0 | [12 empty] | admin | 2024-12-12 14:25 |  | FISHER & PAYKEL | RD 900 | 160226005342 | WARD 1 |  |  | 1 | B | 1 |  | SUP100023 | DAYA CERGAS (M) SDN BHD | STOR 131033 (FA) | USA |  | DAYA CERGAS (M) SDN BHD |  |  | 0 | 0 | 0 | 0 |  |  |  |  | 2016-05-20 | KPJ Ipoh Specialist Hospital | 1 | [12 empty] | 2025-12-01 | 2026-12-01 | bar: DEC
1031 | H07B101031 | 13360 | BEMS | B | - | ACT | C | H07 | BEMS | NEOPUFF | NEOPUFF | BA | WARD 1 | L01 | ISH/BE/01406 | 0 |  | 0 | HOSPITAL | 5660.4 | 0 | 0 | 0 | 0 | 0 | 0 | 0 | 0 | 0 | 0 | 2017-05-01 | 1900-01-01 | 8 | [8 empty] | WARD 1 |  |  |  | 0 | 0 | [12 empty] | admin | 2024-12-12 14:25 |  | FISHER & PAYKEL | RD 900 | 160226005343 | WARD 1 |  |  | 1 | B | 1 |  | SUP100023 | DAYA CERGAS (M) SDN BHD | STOR 131033 (FA) | USA |  | DAYA CERGAS (M) SDN BHD |  |  | 0 | 0 | 0 | 0 |  |  |  |  | 2016-05-20 | KPJ Ipoh Specialist Hospital | 1 | [12 empty] | 2025-12-01 | 2026-12-01 | bar: DEC
1032 | H07B101032 | 13360 | BEMS | B | - | ACT | C | H07 | BEMS | NEOPUFF | NEOPUFF | BA | WARD 1 | L01 | ISH/BE/01407 | 0 |  | 0 | HOSPITAL | 5660.4 | 0 | 0 | 0 | 0 | 0 | 0 | 0 | 0 | 0 | 0 | 2017-05-01 | 1900-01-01 | 8 | [8 empty] | WARD 1 |  |  |  | 0 | 0 | [12 empty] | admin | 2024-12-12 14:25 |  | FISHER & PAYKEL | RD 900 | 160226005344 | WARD 1 |  |  | 1 | B | 1 |  | SUP100023 | DAYA CERGAS (M) SDN BHD | STOR 131033 (FA) | USA |  | DAYA CERGAS (M) SDN BHD |  |  | 0 | 0 | 0 | 0 |  |  |  |  | 2016-05-20 | KPJ Ipoh Specialist Hospital | 1 | [12 empty] | 2025-12-01 | 2026-12-01 | bar: DEC
1033 | H07B101033 | 13360 | BEMS | B | - | ACT | C | H07 | BEMS | NEOPUFF | NEOPUFF | BA | WARD 1 | L01 | ISH/BE/01408 | 0 |  | 0 | HOSPITAL | 5660.4 | 0 | 0 | 0 | 0 | 0 | 0 | 0 | 0 | 0 | 0 | 2017-05-01 | 1900-01-01 | 8 | [8 empty] | WARD 1 |  |  |  | 0 | 0 | [12 empty] | admin | 2024-12-12 14:25 |  | FISHER & PAYKEL | RD 900 | 160115004675 | WARD 1 |  |  | 1 | B | 1 |  | SUP100023 | DAYA CERGAS (M) SDN BHD | STOR 131033 (FA) | USA |  | DAYA CERGAS (M) SDN BHD |  |  | 0 | 0 | 0 | 0 |  |  |  |  | 2016-05-20 | KPJ Ipoh Specialist Hospital | 1 | [12 empty] | 2025-12-01 | 2026-12-01 | bar: DEC
1034 | H07B101034 | 13360 | BEMS | B | - | ACT | C | H07 | BEMS | NEOPUFF | NEOPUFF | BA | WARD 1 | L01 | ISH/BE/01409 | 0 |  | 0 | HOSPITAL | 5660.4 | 0 | 0 | 0 | 0 | 0 | 0 | 0 | 0 | 0 | 0 | 2017-05-01 | 1900-01-01 | 8 | [8 empty] | WARD 1 |  |  |  | 0 | 0 | [12 empty] | admin | 2024-12-12 14:25 |  | FISHER & PAYKEL | RD 900 | 160115004678 | WARD 1 |  |  | 1 | B | 1 |  | SUP100023 | DAYA CERGAS (M) SDN BHD | STOR 131033 (FA) | USA |  | DAYA CERGAS (M) SDN BHD |  |  | 0 | 0 | 0 | 0 |  |  |  |  | 2016-05-20 | KPJ Ipoh Specialist Hospital | 1 | [12 empty] | 2025-12-01 | 2026-12-01 | bar: DEC
1035 | H07B101035 | 12701 | BEMS | B | - | ACT | C | H07 | BEMS | DUOPAP | DUOPAP | BA | WARD 1 | L01 | ISH/BE/01416 | 0 |  | 0 | HOSPITAL | 65000 | 0 | 0 | 0 | 0 | 0 | 0 | 0 | 0 | 0 | 0 | 2018-06-01 | 1900-01-01 | 8 | [8 empty] | WARD 1 |  |  |  | 0 | 0 | [12 empty] | admin | 2024-12-12 14:25 |  | ACUTRONIC | 7250.N | AT211D-0912 | WARD 1 |  |  | 1 | B | 1 |  | SCHMIDT BIOMED TECH SDN BHD | SCHMIDT BIOMED TECH SDN BHD | STOR 130958(FA) | USA |  | SCHMIDT BIOMEDTECH SDN BHD |  |  | 0 | 0 | 0 | 0 |  |  |  |  | 2016-06-08 | KPJ Ipoh Specialist Hospital | 2 | [12 empty] | 2025-07-01 | 2026-01-01 | bar: JAN; JUL
1036 | H07B101036 | 12701 | BEMS | B | - | ACT | C | H07 | BEMS | DUAPAP | DUAPAP | BA | WARD 1 | L01 | ISH/BE/01417 | 0 |  | 0 | HOSPITAL | 65000 | 0 | 0 | 0 | 0 | 0 | 0 | 0 | 0 | 0 | 0 | 2018-06-01 | 1900-01-01 | 8 | [8 empty] | WARD 1 |  |  |  | 0 | 0 | [12 empty] | admin | 2024-12-12 14:25 |  | ACUTRONIC | 7250.N | AT211D-0913 | WARD 1 |  |  | 1 | B | 1 |  | SCHMIDT BIOMED TECH SDN BHD | SCHMIDT BIOMED TECH SDN BHD | STOR 130958(FA) | USA |  | SCHMIDT BIOMEDTECH SDN BHD |  |  | 0 | 0 | 0 | 0 |  |  |  |  | 2016-06-08 | KPJ Ipoh Specialist Hospital | 2 | [12 empty] | 2025-09-01 | 2026-03-01 | bar: MAR; SEP
1037 | H07B101037 | 12701 | BEMS | B | - | ACT | C | H07 | BEMS | DUOPAP | DUOPAP | BA | WARD 1 | L01 | ISH/BE/01418 | 0 |  | 0 | HOSPITAL | 65000 | 0 | 0 | 0 | 0 | 0 | 0 | 0 | 0 | 0 | 0 | 2018-06-01 | 1900-01-01 | 8 | [8 empty] | WARD 1 |  |  |  | 0 | 0 | [12 empty] | admin | 2024-12-12 14:25 |  | ACUTRONIC | 7250.N | AT211D-0916 | WARD 1 |  |  | 1 | B | 1 |  | SCHMIDT BIOMED TECH SDN BHD | SCHMIDT BIOMED TECH SDN BHD | STOR 130958(FA) | USA |  | SCHMIDT BIOMEDTECH SDN BHD |  |  | 0 | 0 | 0 | 0 |  |  |  |  | 2016-06-08 | KPJ Ipoh Specialist Hospital | 2 | [12 empty] | 2025-07-01 | 2026-01-01 | bar: JAN; JUL
1038 | H07B101038 | 12701 | BEMS | B | - | ACT | C | H07 | BEMS | DUOPAP | DUOPAP | BA | WARD 1 | L01 | ISH/BE/01419 | 0 |  | 0 | HOSPITAL | 65000 | 0 | 0 | 0 | 0 | 0 | 0 | 0 | 0 | 0 | 0 | 2018-06-01 | 1900-01-01 | 8 | [8 empty] | WARD 1 |  |  |  | 0 | 0 | [12 empty] | admin | 2024-12-12 14:25 |  | ACUTRONIC | 7250.N | AT211D-0917 | WARD 1 |  |  | 1 | B | 1 |  | SCHMIDT BIOMED TECH SDN BHD | SCHMIDT BIOMED TECH SDN BHD | STOR 130958(FA) | USA |  | SCHMIDT BIOMEDTECH SDN BHD |  |  | 0 | 0 | 0 | 0 |  |  |  |  | 2016-06-08 | KPJ Ipoh Specialist Hospital | 2 | [12 empty] | 2025-07-01 | 2026-01-01 | bar: JAN; JUL
1039 | H07B101039 | 12636 | BEMS | B | - | ACT | C | H07 | BEMS | PATIENT MONITORING SYSTEM | PATIENT MONITORING SYSTEM | BA | WARD 1 | L01 | ISH/BE/01430 | 0 |  | 0 | HOSPITAL | 12500 | 0 | 0 | 0 | 0 | 0 | 0 | 0 | 0 | 0 | 0 | 2017-08-01 | 1900-01-01 | 8 | [8 empty] | WARD 1 |  |  |  | 0 | 0 | [12 empty] | admin | 2024-12-12 14:25 |  | NIHON KOHDEN | PVM-2701 / VISMO | 09334 | WARD 1 |  |  | 1 | B | 1 |  | PERNIAGAAN MEGA MEDIK | PERNIAGAAN MEGA MEDIK | STOR 130966(FA) | JAPAN |  | PRINCIP ENGINEERING |  |  | 0 | 0 | 0 | 0 |  |  |  |  | 2016-08-11 | KPJ Ipoh Specialist Hospital | 2 | [12 empty] | 2025-08-01 | 2026-02-01 | bar: FEB; AUG
1040 | H07B101040 | 12636 | BEMS | B | - | ACT | C | H07 | BEMS | PATIENT MONITORING SYSTEM | PATIENT MONITORING SYSTEM | BA | WARD 1 | L01 | ISH/BE/01431 | 0 |  | 0 | HOSPITAL | 12500 | 0 | 0 | 0 | 0 | 0 | 0 | 0 | 0 | 0 | 0 | 2017-08-01 | 1900-01-01 | 8 | [8 empty] | WARD 1 |  |  |  | 0 | 0 | [12 empty] | admin | 2024-12-12 14:25 |  | NIHON KOHDEN | PVM-2701 / VISMO | 09366 | WARD 1 |  |  | 1 | B | 1 |  | PERNIAGAAN MEGA MEDIK | PERNIAGAAN MEGA MEDIK | STOR 130966(FA) | JAPAN |  | PRINCIP ENGINEERING |  |  | 0 | 0 | 0 | 0 |  |  |  |  | 2016-08-11 | KPJ Ipoh Specialist Hospital | 2 | [12 empty] | 2025-08-01 | 2026-02-01 | bar: FEB; AUG
1041 | H07B101041 | 12114 | BEMS | B | - | ACT | C | H07 | BEMS | INCUBATORS, TRANSPORT | INCUBATORS, TRANSPORT | BA | WARD 1 | L01 | ISH/BE/01501 | 0 |  | 0 | HOSPITAL | 48113.25 | 0 | 0 | 0 | 0 | 0 | 0 | 0 | 0 | 0 | 0 | 2019-06-01 | 1900-01-01 | 7 | [8 empty] | WARD 1 |  |  |  | 0 | 0 | [12 empty] | admin | 2024-12-12 14:25 |  | FANEM | IT-158 TS | CF8416 | WARD 1 |  |  | 1 | B | 1 |  | SUP100004 | GEMILANG ASIA TECHNOLOGY SDN BHD | STOR 138217(FA) | BRAZIL |  | GEMILANG ASIA TECHNOLOGY SDN BHD |  |  | 0 | 0 | 0 | 0 |  |  |  |  | 2016-12-15 | KPJ Ipoh Specialist Hospital | 2 | [12 empty] | 2025-11-01 | 2026-05-01 | bar: MAY; NOV
1042 | H07B101042 | 13461 | BEMS | B | - | ACT | N | H07 | BEMS | WEIGHING SCALES | WEIGHING SCALES | BA | WARD 1 | L01 | ISH/BE/01721 | 0 |  | 0 | HOSPITAL | 2500 | 0 | 0 | 0 | 0 | 0 | 0 | 0 | 0 | 0 | 0 | 2023-10-01 | 1900-01-01 | 2 | [8 empty] | WARD 1 |  |  |  | 0 | 0 | [12 empty] | admin | 2024-12-12 14:25 |  | SECA | SECA 769 | 10000000937198 | WARD 1 |  |  | 1 | B | 1 |  | HARMONI JAYA | HARMONI JAYA | STOR 206198 | GERMANY |  | HARMONI JAYA |  |  | 0 | 0 | 0 | 0 |  |  |  |  | 2022-04-10 | KPJ Ipoh Specialist Hospital | 1 | [12 empty] | 2025-11-01 | 2026-11-01 | bar: NOV
1043 | H07B101043 | 17116 | BEMS | B | - | ACT | C | H07 | BEMS | DEFIBRILLATOR | DEFIBRILLATOR | BA | WARD 1 | L01 | ISH/BE/01733 | 0 |  | 0 | HOSPITAL | 19800 | 0 | 0 | 0 | 0 | 0 | 0 | 0 | 0 | 0 | 0 | 2023-12-01 | 1900-01-01 | 2 | [8 empty] | WARD 1 |  |  |  | 0 | 0 | [12 empty] | admin | 2024-12-12 14:25 |  | PHILIPS HEALTHCARE | EFICIA DFM100 | CN32673219 | WARD 1 |  |  | 1 | B | 1 |  | UMEDIC HEALTHCARE SDN BHD | UMEDIC HEALTHCARE SDN BHD | STOR 204567 | CHINA |  | UMEDIC HEALTHCARE SDN BHD |  |  | 0 | 0 | 0 | 0 |  |  |  |  | 2022-07-12 | KPJ Ipoh Specialist Hospital | 2 | [12 empty] | 2025-12-01 | 2026-06-01 | bar: JUN; DEC
1044 | H07B101044 | - | BEMS | B | - | ACT | C | H07 | BEMS | CARDIOTOCOGRAPH | CARDIOTOCOGRAPH | BA | WARD 1 | L01 | ISH/BE/01763 | 0 |  | 0 | HOSPITAL | 18180 | 0 | 0 | 0 | 0 | 0 | 0 | 0 | 0 | 0 | 0 |  | 1900-01-01 | 1 | [8 empty] | WARD 1 |  |  |  | 0 | 0 | [12 empty] | admin | 2024-12-12 14:25 |  | PHILIPS | AVALON FM20 | DE65863771 | WARD 1 |  |  | 1 | B | 1 |  | UMEDIC HEALTHCARE SDN BHD | UMEDIC HEALTHCARE SDN BHD | STOR 206816 | USA |  | UMEDIC HEALTHCARE SDN BHD |  |  | 0 | 0 | 0 | 0 |  |  |  |  | 2023-02-17 | KPJ Ipoh Specialist Hospital | 2 | [12 empty] | 2025-07-01 | 2026-01-01 | bar: JAN; JUL
1045 | H07B101045 | - | BEMS | B | - | ACT | C | H07 | BEMS | CARDIOTOCOGRAPH | CARDIOTOCOGRAPH | BA | WARD 1 | L01 | ISH/BE/01764 | 0 |  | 0 | HOSPITAL | 18180 | 0 | 0 | 0 | 0 | 0 | 0 | 0 | 0 | 0 | 0 |  | 1900-01-01 | 1 | [8 empty] | WARD 1 |  |  |  | 0 | 0 | [12 empty] | admin | 2024-12-12 14:25 |  | PHILIPS | AVALON FM20 | DE65863780 | WARD 1 |  |  | 1 | B | 1 |  | UMEDIC HEALTHCARE SDN BHD | UMEDIC HEALTHCARE SDN BHD | STOR 206816 | USA |  | UMEDIC HEALTHCARE SDN BHD |  |  | 0 | 0 | 0 | 0 |  |  |  |  | 2023-02-17 | KPJ Ipoh Specialist Hospital | 2 | [12 empty] | 2025-07-01 | 2026-01-01 | bar: JAN; JUL
1046 | H07B101046 | 12113 | BEMS | B | - | ACT | C | H07 | BEMS | INCUBATORS | INCUBATORS | BA | WARD 1 | L01 | ISH/BE/01768 | 0 |  | 0 | HOSPITAL | 45000 | 0 | 0 | 0 | 0 | 0 | 0 | 0 | 0 | 0 | 0 | 2025-03-12 | 1900-01-01 | 1 | [8 empty] | WARD 1 |  |  |  | 0 | 0 | [12 empty] | admin | 2024-12-12 14:25 |  | DRAGER MEDICAL | ISOLETTE 8000 PLUS | DSSA-0114 | WARD 1 |  |  | 1 | B | 1 |  | DREAGER MALAYSIA SDN BHD | DREAGER MALAYSIA SDN BHD | STOR 207184 | GERMANY |  | DREAGER MALAYSIA SDN BHD |  |  | 0 | 0 | 0 | 0 |  |  |  |  | 2023-03-13 | KPJ Ipoh Specialist Hospital | 2 | [12 empty] | 2025-09-01 | 2026-03-01 | bar: MAR; SEP
1047 | H07B101047 | 10485 | BEMS | B | - | ACT | C | H07 | BEMS | BREAST PUMP | BREAST PUMP | BA | WARD 1 | L01 | ISH/BE/01765 | 0 |  | 0 | HOSPITAL | 16500 | 0 | 0 | 0 | 0 | 0 | 0 | 0 | 0 | 0 | 0 | 2024-07-03 | 1900-01-01 | 1 | [8 empty] | WARD 1 |  |  |  | 0 | 0 | [12 empty] | admin | 2024-12-12 14:25 |  | MEDELA AG | SYMPHONY | 2015177 | WARD 1 |  |  | 1 | B | 1 |  | PRINCIP ENGINEEERING | PRINCIP ENGINEEERING | STOR 210853 | SWITZERLAND |  | PRINCIP ENGINEERING |  |  | 0 | 0 | 0 | 0 |  |  |  |  | 2023-08-03 | KPJ Ipoh Specialist Hospital | 1 | [12 empty] | 2025-03-01 | 2026-03-01 | bar: MAR
1048 | H07B101048 | 13215 | BEMS | B | - | ACT | C | H07 | BEMS | INFUSION PUMP | INFUSION PUMP | BA | WARD 1 | L01 | ISH/BE/01821 | 0 |  | 0 | HOSPITAL | 4730 | 0 | 0 | 0 | 0 | 0 | 0 | 0 | 0 | 0 | 0 | 2025-02-05 | 1900-01-01 | 1 | [8 empty] | WARD 1 |  |  |  | 0 | 0 | [12 empty] | admin | 2024-12-12 14:25 |  | TERUMO | TE*LM730A03 | 2008010065 | WARD 1 |  |  | 1 | B | 1 |  | SUMMIT COMPANY (MALAYSIA) SDN BHD | SUMMIT COMPANY (MALAYSIA) SDN BHD | STOR 211730 | JAPAN |  | PRINCIP ENGINEERING |  |  | 0 | 0 | 0 | 0 |  |  |  |  | 2023-03-05 | KPJ Ipoh Specialist Hospital | 1 | [12 empty] | 2025-05-01 | 2026-05-01 | bar: MAY
1049 | H07B101049 | 13215 | BEMS | B | - | ACT | C | H07 | BEMS | INFUSION PUMP | INFUSION PUMP | BA | WARD 1 | L01 | ISH/BE/01826 | 0 |  | 0 | HOSPITAL | 4730 | 0 | 0 | 0 | 0 | 0 | 0 | 0 | 0 | 0 | 0 | 2025-02-05 | 1900-01-01 | 1 | [8 empty] | WARD 1 |  |  |  | 0 | 0 | [12 empty] | admin | 2024-12-12 14:25 |  | TERUMO | TE*LM730A03 | 2008010070 | WARD 1 |  |  | 1 | B | 1 |  | SUMMIT COMPANY (MALAYSIA) SDN BHD | SUMMIT COMPANY (MALAYSIA) SDN BHD | STOR 211730 | JAPAN |  | PRINCIP ENGINEERING |  |  | 0 | 0 | 0 | 0 |  |  |  |  | 2023-03-05 | KPJ Ipoh Specialist Hospital | 1 | [12 empty] | 2025-05-01 | 2026-05-01 | bar: MAY
1050 | H07B101050 | 13217 | BEMS | B | - | ACT | C | H07 | BEMS | SYRINGE PUMP | SYRINGE PUMP | BA | WARD 1 | L01 | ISH/BE/01831 | 0 |  | 0 | HOSPITAL | 3680 | 0 | 0 | 0 | 0 | 0 | 0 | 0 | 0 | 0 | 0 | 2025-02-05 | 1900-01-01 | 1 | [8 empty] | WARD 1 |  |  |  | 0 | 0 | [12 empty] | admin | 2024-12-12 14:25 |  | TERUMO | TE*SS730N02 | 2111012052 | WARD 1 |  |  | 1 | B | 1 |  | SUMMIT COMPANY (MALAYSIA) SDN BHD | SUMMIT COMPANY (MALAYSIA) SDN BHD | STOR 211747 | JAPAN |  | PRINCIP ENGINEERING |  |  | 0 | 0 | 0 | 0 |  |  |  |  | 2023-03-05 | KPJ Ipoh Specialist Hospital | 1 | [12 empty] | 2025-05-01 | 2026-05-01 | bar: MAY
1051 | H07B101051 | 13217 | BEMS | B | - | ACT | C | H07 | BEMS | SYRINGE PUMP | SYRINGE PUMP | BA | WARD 1 | L01 | ISH/BE/01834 | 0 |  | 0 | HOSPITAL | 3680 | 0 | 0 | 0 | 0 | 0 | 0 | 0 | 0 | 0 | 0 | 2025-02-05 | 1900-01-01 | 1 | [8 empty] | WARD 1 |  |  |  | 0 | 0 | [12 empty] | admin | 2024-12-12 14:25 |  | TERUMO | TE*SS730N02 | 2111012055 | WARD 1 |  |  | 1 | B | 1 |  | SUMMIT COMPANY (MALAYSIA) SDN BHD | SUMMIT COMPANY (MALAYSIA) SDN BHD | STOR 211747 | JAPAN |  | PRINCIP ENGINEERING |  |  | 0 | 0 | 0 | 0 |  |  |  |  | 2023-03-05 | KPJ Ipoh Specialist Hospital | 1 | [12 empty] | 2025-05-01 | 2026-05-01 | bar: MAY
1052 | H07B101052 | 13360 | BEMS | B | - | ACT | C | H07 | BEMS | RESUSCITAITORS | RESUSCITAITORS | BA | WARD 1 | L01 | ISH/BE/01863 | 0 |  | 0 | HOSPITAL | 40000 | 0 | 0 | 0 | 0 | 0 | 0 | 0 | 0 | 0 | 0 |  | 1900-01-01 | 1 | [8 empty] | WARD 1 |  |  |  | 0 | 0 | [12 empty] | admin | 2024-12-12 14:25 |  | FANEM | AMPLA 2085 | DAS004370 | WARD 1 |  |  | 1 | B | 1 |  | SUP100004 | GEMILANG ASIA TECHNOLOGY SDN BHD | STOR 206812 | BRAZIL |  | GEMILANG ASIA TECHNOLOGY SDN BHD |  |  | 0 | 0 | 0 | 0 |  |  |  |  | 2023-05-25 | KPJ Ipoh Specialist Hospital | 2 | [12 empty] | 2025-11-01 | 2026-05-01 | bar: MAY; NOV
1053 | H07B101053 | - | BEMS | B | - | ACT | N | H07 | BEMS | PORTABLE ELECTRICAL VACCUM PUMP | PORTABLE ELECTRICAL VACCUM PUMP | BA | WARD 1 | L01 | ISH/BE/01869 | 0 |  | 0 | HOSPITAL | 14500 | 0 | 0 | 0 | 0 | 0 | 0 | 0 | 0 | 0 | 0 | 2025-12-06 | 1900-01-01 | 1 | [8 empty] | WARD 1 |  |  |  | 0 | 0 | [12 empty] | admin | 2024-12-12 14:25 |  | MEDELA AG | VARIO 18 AC/DC MOBILE | 1973460 | WARD 1 |  |  | 1 | B | 1 |  | PRINCIP ENGINEEERING | PRINCIP ENGINEEERING | STOR 213896 | USA |  | PRINCIP ENGINEERING |  |  | 0 | 0 | 0 | 0 |  |  |  |  | 2023-06-13 | KPJ Ipoh Specialist Hospital | 1 | [12 empty] | 2025-06-01 | 2026-06-01 | bar: JUN
1054 | H07B101054 | 12282 | BEMS | B | - | ACT | C | H07 | BEMS | OPERATION LIGHT | OPERATION LIGHT | BA | WARD 1 | L01 | ISH/BE/01870 | 0 |  | 0 | HOSPITAL | 18300 | 0 | 0 | 0 | 0 | 0 | 0 | 0 | 0 | 0 | 0 |  | 1900-01-01 | 1 | [8 empty] | WARD 1 |  |  |  | 0 | 0 | [12 empty] | admin | 2024-12-12 14:25 |  | DENTIS CO.LTD | LUVIS S300 | S3C23A0019 | WARD 1 |  |  | 1 | B | 1 |  | AL GLOBAL CORPORATION (M) SDN BHD | AL GLOBAL CORPORATION (M) SDN BHD | STOR 211276 | KOREA |  | AL GLOBAL CORPORATION (M) SDN BHD |  |  | 0 | 0 | 0 | 0 |  |  |  |  | 2023-06-15 | KPJ Ipoh Specialist Hospital | 2 | [12 empty] | 2025-11-01 | 2026-05-01 | bar: MAY; NOV
1055 | H07B101055 | 12282 | BEMS | B | - | ACT | N | H07 | BEMS | OPERATION LIGHT | OPERATION LIGHT | BA | WARD 1 | L01 | ISH/BE/01871 | 0 |  | 0 | HOSPITAL | 18300 | 0 | 0 | 0 | 0 | 0 | 0 | 0 | 0 | 0 | 0 |  | 1900-01-01 | 1 | [8 empty] | WARD 1 |  |  |  | 0 | 0 | [12 empty] | admin | 2024-12-12 14:25 |  | DENTIS CO.LTD | LUVIS S300 | S3C23A0018 | WARD 1 |  |  | 1 | B | 1 |  | AL GLOBAL CORPORATION (M) SDN BHD | AL GLOBAL CORPORATION (M) SDN BHD | STOR 211276 | KOREA |  | AL GLOBAL CORPORATION (M) SDN BHD |  |  | 0 | 0 | 0 | 0 |  |  |  |  | 2023-06-15 | KPJ Ipoh Specialist Hospital | 2 | [12 empty] | 2025-11-01 | 2026-05-01 | bar: MAY; NOV
1056 | H07B101056 | 12636 | BEMS | B | - | ACT | C | H07 | BEMS | VITAL SIGN MONITOR | VITAL SIGN MONITOR | BA | WARD 1 | L01 | ISH/BE/01876 | 0 |  | 0 | HOSPITAL | 6250 | 0 | 0 | 0 | 0 | 0 | 0 | 0 | 0 | 0 | 0 |  | 1900-01-01 | 1 | [8 empty] | WARD 1 |  |  |  | 0 | 0 | [12 empty] | admin | 2024-12-12 14:25 |  | NIHON KOHDEN | SVM-7260 | 01114 | WARD 1 |  |  | 1 | B | 1 |  | STAR MEDICAL SYSTEM (M) SDN BHD | STAR MEDICAL SYSTEM (M) SDN BHD | STOR 214641 | JAPAN |  | STAR MEDICAL SYSTEM (M) SDN BHD |  |  | 0 | 0 | 0 | 0 |  |  |  |  | 2023-06-28 | KPJ Ipoh Specialist Hospital | 2 | [12 empty] | 2025-12-01 | 2026-06-01 | bar: JUN; DEC
1057 | H07B101057 | 11692 | BEMS | B | - | ACT | C | H07 | BEMS | FETAL DOPPLER | FETAL DOPPLER | BA | WARD 1 | L01 | ISH/BE/01898 | 0 |  | 0 | HOSPITAL | 1500 | 0 | 0 | 0 | 0 | 0 | 0 | 0 | 0 | 0 | 0 |  | 1900-01-01 | 1 | [8 empty] | WARD 1 |  |  |  | 0 | 0 | [12 empty] | admin | 2024-12-12 14:25 |  | EDAN | SONOTRAX BASIC A | 560042-M22311880008 | WARD 1 |  |  | 1 | B | 1 |  | HARMONI JAYA | HARMONI JAYA | STOR 215401 | USA |  | HARMONI JAYA |  |  | 0 | 0 | 0 | 0 |  |  |  |  | 2023-07-26 | KPJ Ipoh Specialist Hospital | 1 | [12 empty] | 2025-07-01 | 2026-07-01 | bar: JUL
1058 | H07B101058 | 11692 | BEMS | B | - | ACT | C | H07 | BEMS | FETAL DOPPLER | FETAL DOPPLER | BA | WARD 1 | L01 | ISH/BE/01899 | 0 |  | 0 | HOSPITAL | 1500 | 0 | 0 | 0 | 0 | 0 | 0 | 0 | 0 | 0 | 0 |  | 1900-01-01 | 1 | [8 empty] | WARD 1 |  |  |  | 0 | 0 | [12 empty] | admin | 2024-12-12 14:25 |  | EDAN | SONOTRAX BASIC A | 560042-M22311880007 | WARD 1 |  |  | 1 | B | 1 |  | HARMONI JAYA | HARMONI JAYA | STOR 215401 | USA |  | HARMONI JAYA |  |  | 0 | 0 | 0 | 0 |  |  |  |  | 2023-07-26 | KPJ Ipoh Specialist Hospital | 1 | [12 empty] | 2025-07-01 | 2026-07-01 | bar: JUL
1059 | H07B101059 | - | BEMS | B | - | ACT | C | H07 | BEMS | TRANSPORT INCUBATOR | TRANSPORT INCUBATOR | BA | WARD 1 | L01 | ISH/BE/01955 | 0 |  | 0 | HOSPITAL | 48500 | 0 | 0 | 0 | 0 | 0 | 0 | 0 | 0 | 0 | 0 |  | 1900-01-01 | 1 | [8 empty] | WARD 1 |  |  |  | 0 | 0 | [12 empty] | admin | 2024-12-12 14:25 |  | FANEM | IT-158TS | JAT005446 | WARD 1 |  |  | 1 | B | 1 |  | SUP100004 | GEMILANG ASIA TECHNOLOGY SDN BHD | STOR 213325 | BRAZIL |  | GEMILANG ASIA TECHNOLOGY SDN BHD |  |  | 0 | 0 | 0 | 0 |  |  |  |  | 2023-11-16 | KPJ Ipoh Specialist Hospital | 2 | [12 empty] | 2025-11-01 | 2026-05-01 | bar: MAY; NOV
1060 | H07B101060 | 13462 | BEMS | B | - | ACT | N | H07 | BEMS | WEIGHING SCALES, BABY | WEIGHING SCALES, BABY | BA | WARD 1 | L01 | ISH/BE/01986 | 0 |  | 0 | HOSPITAL | 4600 | 0 | 0 | 0 | 0 | 0 | 0 | 0 | 0 | 0 | 0 | 2029-03-28 | 1900-01-01 | 0 | [8 empty] | WARD 1 |  |  |  | 0 | 0 | [12 empty] | admin | 2024-12-12 14:25 |  | MARSDEN | M-400-80D | 22304014 | WARD 1 |  |  | 1 | B | 1 |  | SUP100026 | PRINCIP ENGINEERING | STOR 224193 (FA) | UK |  | PRINCIP ENGINEERING |  |  | 0 | 0 | 0 | 0 |  |  |  |  | 2024-03-29 | KPJ Ipoh Specialist Hospital | 1 | [12 empty] | 2025-03-01 | 2026-03-01 | bar: MAR
1061 | H07B101061 | 10485 | BEMS | B | - | ACT | C | H07 | BEMS | BREAST PUMP | BREAST PUMP | BA | WARD 1 | L01 | ISH/BE/01987 | 0 |  | 0 | HOSPITAL | 16000 | 0 | 0 | 0 | 0 | 0 | 0 | 0 | 0 | 0 | 0 | 2025-03-28 | 1900-01-01 | 0 | [8 empty] | WARD 1 |  |  |  | 0 | 0 | [12 empty] | admin | 2024-12-12 14:25 |  | MEDELA AG | SYMPHONY | 2070144 | WARD 1 |  |  | 1 | B | 1 |  | SUP100026 | PRINCIP ENGINEERING | STOR 223451 (FA) | SWITZERLAND |  | PRINCIP ENGINEERING |  |  | 0 | 0 | 0 | 0 |  |  |  |  | 2024-03-29 | KPJ Ipoh Specialist Hospital | 1 | [12 empty] | 2025-03-01 | 2026-03-01 | bar: MAR
1062 | H07B101062 | 12636 | BEMS | B | - | ACT | C | H07 | BEMS | VITAL SIGN MONITOR | VITAL SIGN MONITOR | BA | WARD 1 | L01 | ISH/BE/02007 | 0 |  | 0 | HOSPITAL | 6800 | 0 | 0 | 0 | 0 | 0 | 0 | 0 | 0 | 0 | 0 | 2026-05-15 | 1900-01-01 | 0 | [8 empty] | WARD 1 |  |  |  | 0 | 0 | [12 empty] | admin | 2024-12-12 14:25 |  | NIHON KOHDEN | SVM-7260 | 01674 | WARD 1 |  |  | 1 | B | 1 |  | STAR MEDICAL SYSTEMS (M) SDN BHD | STAR MEDICAL SYSTEMS (M) SDN BHD | STOR 224321 | JAPAN |  | STAR MEDICAL SYSTEM (M) SDN BHD |  |  | 0 | 0 | 0 | 0 |  |  |  |  | 2024-07-05 | KPJ Ipoh Specialist Hospital | 2 | [12 empty] | 2025-11-01 | 2026-05-01 | bar: MAY; NOV
1063 | H07B101063 | 12636 | BEMS | B | - | ACT | C | H07 | BEMS | VITAL SIGN MONITOR | VITAL SIGN MONITOR | BA | WARD 1 | L01 | ISH/BE/02008 | 0 |  | 0 | HOSPITAL | 6800 | 0 | 0 | 0 | 0 | 0 | 0 | 0 | 0 | 0 | 0 | 2026-05-16 | 1900-01-01 | 0 | [8 empty] | WARD 1 |  |  |  | 0 | 0 | [12 empty] | admin | 2024-12-12 14:25 |  | NIHON KOHDEN | SVM-7260 | 01673 | WARD 1 |  |  | 1 | B | 1 |  | STAR MEDICAL SYSTEMS (M) SDN BHD | STAR MEDICAL SYSTEMS (M) SDN BHD | STOR 224321 | JAPAN |  | STAR MEDICAL SYSTEM (M) SDN BHD |  |  | 0 | 0 | 0 | 0 |  |  |  |  | 2024-07-05 | KPJ Ipoh Specialist Hospital | 2 | [12 empty] | 2025-11-01 | 2026-05-01 | bar: MAY; NOV
1064 | H07B101064 | 12276 | BEMS | B | - | ACT | N | H07 | BEMS | EXAMINATION LIGHT | EXAMINATION LIGHT | BA | WARD 1 | L01 | ISH/BE/02025 | 0 |  | 0 | HOSPITAL | 850 | 0 | 0 | 0 | 0 | 0 | 0 | 0 | 0 | 0 | 0 | 2024-06-24 | 1900-01-01 | 0 | [8 empty] | WARD 1 |  |  |  | 0 | 0 | [12 empty] | admin | 2024-12-12 14:25 |  | LKL | WM701-LED1 | 24SWM064899 | WARD 1 |  |  | 1 | B | 1 |  | LKL ADVANCE METALTECH SDN BHD | LKL ADVANCE METALTECH SDN BHD | STOR 226692 | MALAYSIA |  | LKL ADVANCE METALTECH SDN BHD |  |  | 0 | 0 | 0 | 0 |  |  |  |  | 2024-06-25 | KPJ Ipoh Specialist Hospital | 1 | [12 empty] | 2025-06-01 | 2026-06-01 | bar: JUN
1065 | H07B101065 | 17203 | BEMS | B | - | ACT | C | H07 | BEMS | ULTRASOUND SYSTEM | ULTRASOUND SYSTEM | BA | WARD 1 | L01 | ISH/BE/02034 | 0 |  | 0 | HOSPITAL | 86000 | 0 | 0 | 0 | 0 | 0 | 0 | 0 | 0 | 0 | 0 | 2027-08-12 | 1900-01-01 | 0 | [8 empty] | WARD 1 |  |  |  | 0 | 0 | [12 empty] | admin | 2024-12-12 14:25 |  | MINDRAY | CONSONA N6 | LR5-3B001411 | WARD 1 |  |  | 1 | B | 1 |  | INFINITY MEDICAL SDN BHD | INFINITY MEDICAL SDN BHD | STOR 227925 | CHINA |  | INFINITY MEDICAL SDN BHD |  |  | 0 | 0 | 0 | 0 |  |  |  |  | 2024-08-13 | KPJ Ipoh Specialist Hospital | 2 | [12 empty] | 2025-08-01 | 2026-02-01 | bar: FEB; AUG
1066 | H07B101066 | 10208 | BEMS | B | - | ACT | C | H07 | BEMS | ASPIRATOR | ASPIRATOR | BA | WARD 1 | L01 | ISH/BE/02041 | 0 |  | 0 | HOSPITAL | 1400 | 0 | 0 | 0 | 0 | 0 | 0 | 0 | 0 | 0 | 0 | 2025-09-04 | 1900-01-01 | 0 | [8 empty] | WARD 1 |  |  |  | 0 | 0 | [12 empty] | admin | 2024-12-12 14:25 |  | CA-MI | NEW ASKIR 30 PROXIMITY | 8468 | WARD 1 |  |  | 1 | B | 1 |  | SUP100026 | PRINCIP ENGINEERING | STOR 229889 | ITALY |  | PRINCIP ENGINEERING |  |  | 0 | 0 | 0 | 0 |  |  |  |  | 2024-09-05 | KPJ Ipoh Specialist Hospital | 1 | [12 empty] | 2025-09-01 | 2026-09-01 | bar: SEP
1067 | H07B101067 | 10208 | BEMS | B | - | ACT | C | H07 | BEMS | ASPIRATOR | ASPIRATOR | BA | WARD 1 | L01 | ISH/BE/02042 | 0 |  | 0 | HOSPITAL | 1400 | 0 | 0 | 0 | 0 | 0 | 0 | 0 | 0 | 0 | 0 | 2025-09-04 | 1900-01-01 | 0 | [8 empty] | WARD 1 |  |  |  | 0 | 0 | [12 empty] | admin | 2024-12-12 14:25 |  | CA-MI | NEW ASKIR 30 PROXIMITY | 8129 | WARD 1 |  |  | 1 | B | 1 |  | SUP100026 | PRINCIP ENGINEERING | STOR 229889 | ITALY |  | PRINCIP ENGINEERING |  |  | 0 | 0 | 0 | 0 |  |  |  |  | 2024-09-05 | KPJ Ipoh Specialist Hospital | 1 | [12 empty] | 2025-09-01 | 2026-09-01 | bar: SEP
1068 | H07B101068 | 13215 | BEMS | B | - | ACT | C | H07 | BEMS | INFUSION PUMP | INFUSION PUMP | BA | WARD 1 | L01 | ISH/BE/02101 | 0 |  | 0 | HOSPITAL | 4300 | 0 | 0 | 0 | 0 | 0 | 0 | 0 | 0 | 0 | 0 | 2026-11-25 | 1900-01-01 | 0 | [8 empty] | WARD 1 |  |  |  | 0 | 0 | [12 empty] | admin | 2024-12-12 14:25 |  | MEDCAPTAIN | HP-60 | 6012405000125 | WARD 1 |  |  | 1 | B | 1 |  | ONEHEART MEDIC MEDIC SDN BHD | ONEHEART MEDIC MEDIC SDN BHD | STOR 232823 (FA) | CHINA |  | ONEHEART MEDIC SDN BHD |  |  | 0 | 0 | 0 | 0 |  |  |  |  | 2024-11-26 | KPJ Ipoh Specialist Hospital | 2 | [12 empty] | 2025-11-01 | 2026-05-01 | bar: MAY; NOV
1069 | H07B101069 | 10208 | BEMS | B | - | ACT | C | H07 | BEMS | ASPIRATORS | ASPIRATORS | BB | WARD 7B | L03 | ISH/BE/00043 | 0 |  | 0 | HOSPITAL | 12002 | 0 | 0 | 0 | 0 | 0 | 0 | 0 | 0 | 0 | 0 |  | 1900-01-01 | 18 | [8 empty] | WARD 7B |  |  |  | 0 | 0 | [12 empty] | admin | 2024-12-12 14:25 |  | STURDY | SS-100 | 315492895 | WARD 7B |  |  | 1 | B | 1 |  | RITZ MEDICAL SDN BHD | RITZ MEDICAL SDN BHD |  | CHINA |  | PRINCIP ENGINEERING |  |  | 0 | 0 | 0 | 0 |  |  |  |  | 2006-10-16 | KPJ Ipoh Specialist Hospital | 1 | [12 empty] | 2025-07-01 | 2026-07-01 | bar: JUL
1070 | H07B101070 | 13461 | BEMS | B | - | ACT | N | H07 | BEMS | WEIGHING SCALES | WEIGHING SCALES | BB | WARD 7B | L03 | ISH/BE/00046 | 0 |  | 0 | HOSPITAL | 4800 | 0 | 0 | 0 | 0 | 0 | 0 | 0 | 0 | 0 | 0 |  | 1900-01-01 | 17 | [8 empty] | WARD 7B |  |  |  | 0 | 0 | [12 empty] | admin | 2024-12-12 14:25 |  | TCS | TCS-200-RT | EBS 1001 | WARD 7B |  |  | 1 | B | 1 |  | RITZ MEDICAL SDN BHD | RITZ MEDICAL SDN BHD |  | CHINA |  | PRINCIP ENGINEERING |  |  | 0 | 0 | 0 | 0 |  |  |  |  | 2007-04-16 | KPJ Ipoh Specialist Hospital | 1 | [12 empty] | 2025-08-01 | 2026-08-01 | bar: AUG
1071 | H07B101071 | 12276 | BEMS | B | - | CDM | N | H07 | BEMS | EXAMINATION LIGHT | EXAMINATION LIGHT | BB | WARD 7B | L03 | ISH/BE/00050 | 0 |  | 0 | HOSPITAL | 500 | 0 | 0 | 0 | 0 | 0 | 0 | 0 | 0 | 0 | 0 |  | 1900-01-01 | 29 | [8 empty] | WARD 7B |  |  |  | 0 | 0 | [12 empty] | admin | 2024-12-12 14:25 |  | EASTERN MEDICAL | N/A |  | WARD 7B |  |  | 1 | B | 1 |  | RITZ MEDICAL SDN BHD | RITZ MEDICAL SDN BHD |  | CHINA |  | PRINCIP ENGINEERING |  |  | 0 | 0 | 0 | 0 |  |  |  |  | 1995-01-01 | KPJ Ipoh Specialist Hospital
1072 | H07B101072 | 12636 | BEMS | B | - | ACT | C | H07 | BEMS | VITAL SIGN MONITOR | VITAL SIGN MONITOR | BB | WARD 7B | L03 | ISH/BE/00814 | 0 |  | 0 | HOSPITAL | 7450 | 0 | 0 | 0 | 0 | 0 | 0 | 0 | 0 | 0 | 0 | 2011-05-01 | 1900-01-01 | 14 | [8 empty] | WARD 7B |  |  |  | 0 | 0 | [12 empty] | admin | 2024-12-12 14:25 |  | GE | CARESCAPE V100 | SDT 09190236SP | WARD 7B |  |  | 1 | B | 1 |  | IPOH JAYA MEDIC ENTERPRISE | IPOH JAYA MEDIC ENTERPRISE |  | GERMANY |  | PRINCIP ENGINEERING |  |  | 0 | 0 | 0 | 0 |  |  |  |  | 2010-05-15 | KPJ Ipoh Specialist Hospital | 2 | [12 empty] | 2025-09-01 | 2026-03-01 | bar: MAR; SEP
1073 | H07B101073 | 16156 | BEMS | B | - | ACT | N | H07 | BEMS | ANEROID SPHYGMOMANOMETER (WITH TROLLEY) | ANEROID SPHYGMOMANOMETER (WITH TROLLEY) | BB | WARD 7B | L03 | ISH/BE/01105 | 0 |  | 0 | HOSPITAL | 840 | 0 | 0 | 0 | 0 | 0 | 0 | 0 | 0 | 0 | 0 | 2014-07-01 | 1900-01-01 | 11 | [8 empty] | WARD 7B |  |  |  | 0 | 0 | [12 empty] | admin | 2024-12-12 14:25 |  | WELCH ALLYN | 767 | 130304181486 | WARD 7B |  |  | 1 | B | 1 |  | JESS MED | JESS MED | STOR 105460 (FA) | GERMANY |  | PRINCIP ENGINEERING |  |  | 0 | 0 | 0 | 0 |  |  |  |  | 2013-07-16 | KPJ Ipoh Specialist Hospital | 1 | [12 empty] | 2025-12-01 | 2026-12-01 | bar: DEC
1074 | H07B101074 | 16156 | BEMS | B | - | ACT | N | H07 | BEMS | ANEROID SPHYGMOMANOMETER (WITH TROLLEY) | ANEROID SPHYGMOMANOMETER (WITH TROLLEY) | BB | WARD 7B | L03 | ISH/BE/01106 | 0 |  | 0 | HOSPITAL | 840 | 0 | 0 | 0 | 0 | 0 | 0 | 0 | 0 | 0 | 0 | 2014-07-01 | 1900-01-01 | 11 | [8 empty] | WARD 7B |  |  |  | 0 | 0 | [12 empty] | admin | 2024-12-12 14:25 |  | WELCH ALLYN | 767 | 130304175896 | WARD 7B |  |  | 1 | B | 1 |  | JESS MED | JESS MED | STOR 105460 (FA) | GERMANY |  | PRINCIP ENGINEERING |  |  | 0 | 0 | 0 | 0 |  |  |  |  | 2013-07-16 | KPJ Ipoh Specialist Hospital | 1 | [12 empty] | 2025-12-01 | 2026-12-01 | bar: DEC
1075 | H07B101075 | 12636 | BEMS | B | - | ACT | C | H07 | BEMS | VITAL SIGN MONITOR | VITAL SIGN MONITOR | BB | WARD 7B | L03 | ISH/BE/01492 | 0 |  | 0 | HOSPITAL | 6100 | 0 | 0 | 0 | 0 | 0 | 0 | 0 | 0 | 0 | 0 | 2017-10-01 | 1900-01-01 | 8 | [8 empty] | WARD 7B |  |  |  | 0 | 0 | [12 empty] | admin | 2024-12-12 14:25 |  | GE | V100 | SH616050184SA | WARD 7B |  |  | 1 | B | 1 |  | EXPERT HEALTHCARE SDN BHD | EXPERT HEALTHCARE SDN BHD | STOR 136877(FA) | GERMANY |  | PRINCIP ENGINEERING |  |  | 0 | 0 | 0 | 0 |  |  |  |  | 2016-10-25 | KPJ Ipoh Specialist Hospital | 2 | [12 empty] | 2025-09-01 | 2026-03-01 | bar: MAR; SEP
1076 | H07B101076 | 11407 | BEMS | B | - | ACT | N | H07 | BEMS | ELECTROCARDIOGRAPH | ELECTROCARDIOGRAPH | BB | WARD 7B | L03 | ISH/BE/01519 | 0 |  | 0 | HOSPITAL | 15500 | 0 | 0 | 0 | 0 | 0 | 0 | 0 | 0 | 0 | 0 | 2018-06-01 | 1900-01-01 | 7 | [8 empty] | WARD 7B |  |  |  | 0 | 0 | [12 empty] | admin | 2024-12-12 14:25 |  | NORAV MEDICAL | NECG-12C | NECG-M15505330019 | WARD 7B |  |  | 1 | B | 1 |  | SUN MEDICAL SDN BHD | SUN MEDICAL SDN BHD | STOR 14548 (FA) | GERMANY |  | SUN MEDICAL SYSTEM SDN. BHD |  |  | 0 | 0 | 0 | 0 |  |  |  |  | 2017-06-09 | KPJ Ipoh Specialist Hospital | 2 | [12 empty] | 2025-10-01 | 2026-04-01 | bar: APR; OCT
1077 | H07B101077 | 17116 | BEMS | B | - | ACT | N | H07 | BEMS | DEFIBRILLATORS | DEFIBRILLATORS | BB | WARD 7B | L03 | ISH/BE/01649 | 0 |  | 0 | HOSPITAL | 19400 | 0 | 0 | 0 | 0 | 0 | 0 | 0 | 0 | 0 | 0 | 2022-04-01 | 1900-01-01 | 3 | [8 empty] | WARD 7B |  |  |  | 0 | 0 | [12 empty] | admin | 2024-12-12 14:25 |  | PHILIPS | EFFICIA DFM100 | CN32647807 | WARD 7B |  |  | 1 | B | 1 |  | UWC HWALTHCARE SDN BHD | UWC HWALTHCARE SDN BHD | STOR 192205 | CHINA |  | UWC HEALTHCARE SDN BHD |  |  | 0 | 0 | 0 | 0 |  |  |  |  | 2021-04-13 | KPJ Ipoh Specialist Hospital | 2 | [12 empty] | 2025-12-01 | 2026-06-01 | bar: JUN; DEC
1078 | H07B101078 | 13215 | BEMS | B | - | ACT | C | H07 | BEMS | INFUSION PUMP | INFUSION PUMP | BB | WARD 7B | L03 | ISH/BE/01679 | 0 |  | 0 | HOSPITAL | 4270 | 0 | 0 | 0 | 0 | 0 | 0 | 0 | 0 | 0 | 0 | 2024-04-12 | 1900-01-01 | 2 | [8 empty] | WARD 7B |  |  |  | 0 | 0 | [12 empty] | admin | 2024-12-12 14:25 |  | TERUMO | TE*LM730A02 | 2109012008 | WARD 7B |  |  | 1 | B | 1 |  | SUMMIT COMPANY (M) SDN BHD | SUMMIT COMPANY (M) SDN BHD |  | JAPAN |  | PRINCIP ENGINEERING |  |  | 0 | 0 | 0 | 0 |  |  |  |  | 2022-04-13 | KPJ Ipoh Specialist Hospital | 1 | [12 empty] | 2025-06-01 | 2026-06-01 | bar: JUN
1079 | H07B101079 | 13215 | BEMS | B | - | ACT | C | H07 | BEMS | INFUSION PUMP | INFUSION PUMP | BB | WARD 7B | L03 | ISH/BE/01680 | 0 |  | 0 | HOSPITAL | 4270 | 0 | 0 | 0 | 0 | 0 | 0 | 0 | 0 | 0 | 0 | 2024-04-12 | 1900-01-01 | 2 | [8 empty] | WARD 7B |  |  |  | 0 | 0 | [12 empty] | admin | 2024-12-12 14:25 |  | TERUMO | TE*LM730A02 | 2109012009 | WARD 7B |  |  | 1 | B | 1 |  | SUMMIT COMPANY (M) SDN BHD | SUMMIT COMPANY (M) SDN BHD |  | JAPAN |  | PRINCIP ENGINEERING |  |  | 0 | 0 | 0 | 0 |  |  |  |  | 2022-04-13 | KPJ Ipoh Specialist Hospital | 1 | [12 empty] | 2025-11-01 | 2026-11-01 | bar: NOV
1080 | H07B101080 | 12636 | BEMS | B | - | ACT | N | H07 | BEMS | VITAL SIGN MONITOR | VITAL SIGN MONITOR | BB | WARD 7B | L03 | ISH/BE/01697 | 0 |  | 0 | HOSPITAL | 6800 | 0 | 0 | 0 | 0 | 0 | 0 | 0 | 0 | 0 | 0 | 2025-08-01 | 1900-01-01 | 2 | [8 empty] | WARD 7B |  |  |  | 0 | 0 | [12 empty] | admin | 2024-12-12 14:25 |  | MINDRAY | VS 8 | AS5-24001359 | WARD 7B |  |  | 1 | B | 1 |  | LIFETRONIC SDN BHD | LIFETRONIC SDN BHD | STOR 204531 | CHINA |  | LIFETRONIC SDN BHD |  |  | 0 | 0 | 0 | 0 |  |  |  |  | 2022-08-18 | KPJ Ipoh Specialist Hospital | 2 | [12 empty] | 2025-09-01 | 2026-03-01 | bar: MAR; SEP
1081 | H07B101081 | 13217 | BEMS | B | - | ACT | N | H07 | BEMS | SYRINGE PUMP | SYRINGE PUMP | BB | WARD 7B | L03 | ISH/BE/01711 | 0 |  | 0 | HOSPITAL | 3450 | 0 | 0 | 0 | 0 | 0 | 0 | 0 | 0 | 0 | 0 | 2024-08-01 | 1900-01-01 | 2 | [8 empty] | WARD 7B |  |  |  | 0 | 0 | [12 empty] | admin | 2024-12-12 14:25 |  | TERUMO | TE*SS730N02 | 2109012163 | WARD 7B |  |  | 1 | B | 1 |  | SUMMIT COMPANY (M) SDN BHD | SUMMIT COMPANY (M) SDN BHD | STOR 204569 | JAPAN |  | SUMMIT COMPANY (MALAYSIA) SDN BHD |  |  | 0 | 0 | 0 | 0 |  |  |  |  | 2022-08-30 | KPJ Ipoh Specialist Hospital | 1 | [12 empty] | 2025-07-01 | 2026-07-01 | bar: JUL
1082 | H07B101082 | 17148 | BEMS | B | - | ACT | N | H07 | BEMS | OXIMETERS, PULSE | OXIMETERS, PULSE | BB | WARD 7B | L03 | ISH/BE/01794 | 0 |  | 0 | HOSPITAL | 8000 | 0 | 0 | 0 | 0 | 0 | 0 | 0 | 0 | 0 | 0 | 2025-04-10 | 1900-01-01 | 1 | [8 empty] | WARD 7B |  |  |  | 0 | 0 | [12 empty] | admin | 2024-12-12 14:25 |  | MASIMO | RADICAL7TM TOUCH SCREEN HANDHELD | 1000290858 (356948) | WARD 7B |  |  | 1 | B | 1 |  | HOSPIMETRIX SDN BHD | HOSPIMETRIX SDN BHD | STOR210855 | USA |  | HOSPIMETRIX SDN BHD |  |  | 0 | 0 | 0 | 0 |  |  |  |  | 2023-11-04 | KPJ Ipoh Specialist Hospital | 2 | [12 empty] | 2025-09-01 | 2026-03-01 | bar: MAR; SEP
1083 | H07B101083 | 13460 | BEMS | B | - | ACT | N | H07 | BEMS | WEIGHING SCALES, CHAIR | WEIGHING SCALES, CHAIR | BB | WARD 7B | L03 | ISH/BE/01798 | 0 |  | 0 | HOSPITAL | 5350 | 0 | 0 | 0 | 0 | 0 | 0 | 0 | 0 | 0 | 0 |  | 1900-01-01 | 1 | [8 empty] | WARD 7B |  |  |  | 0 | 0 | [12 empty] | admin | 2024-12-12 14:25 |  | SECA | SECA 952 | 10000000946922 | WARD 7B |  |  | 1 | B | 1 |  | HARMONI JAYA | HARMONI JAYA | STOR 210131 | USA |  | HARMONY JAYA |  |  | 0 | 0 | 0 | 0 |  |  |  |  | 2023-04-14 | KPJ Ipoh Specialist Hospital | 1 | [12 empty] | 2025-05-01 | 2026-05-01 | bar: MAY
1084 | H07B101084 | 13215 | BEMS | B | - | ACT | C | H07 | BEMS | INFUSION PUMP | INFUSION PUMP | BB | WARD 7B | L03 | ISH/BE/01820 | 0 |  | 0 | HOSPITAL | 4730 | 0 | 0 | 0 | 0 | 0 | 0 | 0 | 0 | 0 | 0 | 2025-02-05 | 1900-01-01 | 1 | [8 empty] | WARD 7B |  |  |  | 0 | 0 | [12 empty] | admin | 2024-12-12 14:25 |  | TERUMO | TE*LM730A03 | 2008010064 | WARD 7B |  |  | 1 | B | 1 |  | SUMMIT COMPANY (MALAYSIA) SDN BHD | SUMMIT COMPANY (MALAYSIA) SDN BHD | STOR 211730 | JAPAN |  | PRINCIP ENGINEERING |  |  | 0 | 0 | 0 | 0 |  |  |  |  | 2023-03-05 | KPJ Ipoh Specialist Hospital | 1 | [12 empty] | 2025-02-01 | 2026-02-01 | bar: FEB
1085 | H07B101085 | 13215 | BEMS | B | - | ACT | C | H07 | BEMS | INFUSION PUMP | INFUSION PUMP | BB | WARD 7B | L03 | ISH/BE/01823 | 0 |  | 0 | HOSPITAL | 4730 | 0 | 0 | 0 | 0 | 0 | 0 | 0 | 0 | 0 | 0 | 2025-02-05 | 1900-01-01 | 1 | [8 empty] | WARD 7B |  |  |  | 0 | 0 | [12 empty] | admin | 2024-12-12 14:25 |  | TERUMO | TE*LM730A03 | 2008010067 | WARD 7B |  |  | 1 | B | 1 |  | SUMMIT COMPANY (MALAYSIA) SDN BHD | SUMMIT COMPANY (MALAYSIA) SDN BHD | STOR 211730 | JAPAN |  | PRINCIP ENGINEERING |  |  | 0 | 0 | 0 | 0 |  |  |  |  | 2023-03-05 | KPJ Ipoh Specialist Hospital | 1 | [12 empty] | 2025-06-01 | 2026-06-01 | bar: JUN
1086 | H07B101086 | 13215 | BEMS | B | - | ACT | C | H07 | BEMS | INFUSION PUMP | INFUSION PUMP | BB | WARD 7B | L03 | ISH/BE/01824 | 0 |  | 0 | HOSPITAL | 4730 | 0 | 0 | 0 | 0 | 0 | 0 | 0 | 0 | 0 | 0 | 2025-02-05 | 1900-01-01 | 1 | [8 empty] | WARD 7B |  |  |  | 0 | 0 | [12 empty] | admin | 2024-12-12 14:25 |  | TERUMO | TE*LM730A03 | 2008010068 | WARD 7B |  |  | 1 | B | 1 |  | SUMMIT COMPANY (MALAYSIA) SDN BHD | SUMMIT COMPANY (MALAYSIA) SDN BHD | STOR 211730 | JAPAN |  | PRINCIP ENGINEERING |  |  | 0 | 0 | 0 | 0 |  |  |  |  | 2023-03-05 | KPJ Ipoh Specialist Hospital | 1 | [12 empty] | 2025-06-01 | 2026-06-01 | bar: JUN
1087 | H07B101087 | 13215 | BEMS | B | - | ACT | C | H07 | BEMS | INFUSION PUMP | INFUSION PUMP | BB | WARD 7B | L03 | ISH/BE/01825 | 0 |  | 0 | HOSPITAL | 4730 | 0 | 0 | 0 | 0 | 0 | 0 | 0 | 0 | 0 | 0 | 2025-02-05 | 1900-01-01 | 1 | [8 empty] | WARD 7B |  |  |  | 0 | 0 | [12 empty] | admin | 2024-12-12 14:25 |  | TERUMO | TE*LM730A03 | 2008010069 | WARD 7B |  |  | 1 | B | 1 |  | SUMMIT COMPANY (MALAYSIA) SDN BHD | SUMMIT COMPANY (MALAYSIA) SDN BHD | STOR 211730 | JAPAN |  | PRINCIP ENGINEERING |  |  | 0 | 0 | 0 | 0 |  |  |  |  | 2023-03-05 | KPJ Ipoh Specialist Hospital | 1 | [12 empty] | 2025-05-01 | 2026-05-01 | bar: OCT
1088 | H07B101088 | 13215 | BEMS | B | - | ACT | C | H07 | BEMS | INFUSION PUMP | INFUSION PUMP | BB | WARD 7B | L03 | ISH/BE/01827 | 0 |  | 0 | HOSPITAL | 4730 | 0 | 0 | 0 | 0 | 0 | 0 | 0 | 0 | 0 | 0 | 2025-02-05 | 1900-01-01 | 1 | [8 empty] | WARD 7B |  |  |  | 0 | 0 | [12 empty] | admin | 2024-12-12 14:25 |  | TERUMO | TE*LM730A03 | 2008010071 | WARD 7B |  |  | 1 | B | 1 |  | SUMMIT COMPANY (MALAYSIA) SDN BHD | SUMMIT COMPANY (MALAYSIA) SDN BHD | STOR 211730 | JAPAN |  | PRINCIP ENGINEERING |  |  | 0 | 0 | 0 | 0 |  |  |  |  | 2023-03-05 | KPJ Ipoh Specialist Hospital | 1 | [12 empty] | 2025-05-01 | 2026-05-01 | bar: MAY
1089 | H07B101089 | 13217 | BEMS | B | - | ACT | C | H07 | BEMS | SYRINGE PUMP | SYRINGE PUMP | BB | WARD 7B | L03 | ISH/BE/01829 | 0 |  | 0 | HOSPITAL | 3680 | 0 | 0 | 0 | 0 | 0 | 0 | 0 | 0 | 0 | 0 | 2025-02-05 | 1900-01-01 | 1 | [8 empty] | WARD 7B |  |  |  | 0 | 0 | [12 empty] | admin | 2024-12-12 14:25 |  | TERUMO | TE*SS730N02 | 2111012050 | WARD 7B |  |  | 1 | B | 1 |  | SUMMIT COMPANY (MALAYSIA) SDN BHD | SUMMIT COMPANY (MALAYSIA) SDN BHD | STOR 211747 | JAPAN |  | PRINCIP ENGINEERING |  |  | 0 | 0 | 0 | 0 |  |  |  |  | 2023-03-05 | KPJ Ipoh Specialist Hospital | 1 | [12 empty] | 2025-05-01 | 2026-05-01 | bar: MAY
1090 | H07B101090 | 13217 | BEMS | B | - | ACT | C | H07 | BEMS | SYRINGE PUMP | SYRINGE PUMP | BB | WARD 7B | L03 | ISH/BE/01836 | 0 |  | 0 | HOSPITAL | 3680 | 0 | 0 | 0 | 0 | 0 | 0 | 0 | 0 | 0 | 0 | 2025-02-05 | 1900-01-01 | 1 | [8 empty] | WARD 7B |  |  |  | 0 | 0 | [12 empty] | admin | 2024-12-12 14:25 |  | TERUMO | TE*SS730N02 | 2111012057 | WARD 7B |  |  | 1 | B | 1 |  | SUMMIT COMPANY (MALAYSIA) SDN BHD | SUMMIT COMPANY (MALAYSIA) SDN BHD | STOR 211747 | JAPAN |  | PRINCIP ENGINEERING |  |  | 0 | 0 | 0 | 0 |  |  |  |  | 2023-03-05 | KPJ Ipoh Specialist Hospital | 1 | [12 empty] | 2025-05-01 | 2026-05-01 | bar: MAY
1091 | H07B101091 | 13217 | BEMS | B | - | ACT | C | H07 | BEMS | SYRINGE PUMP | SYRINGE PUMP | BB | WARD 7B | L03 | ISH/BE/01846 | 0 |  | 0 | HOSPITAL | 3680 | 0 | 0 | 0 | 0 | 0 | 0 | 0 | 0 | 0 | 0 | 2025-02-05 | 1900-01-01 | 1 | [8 empty] | WARD 7B |  |  |  | 0 | 0 | [12 empty] | admin | 2024-12-12 14:25 |  | TERUMO | TE*SS730N02 | 2111012067 | WARD 7B |  |  | 1 | B | 1 |  | SUMMIT COMPANY (MALAYSIA) SDN BHD | SUMMIT COMPANY (MALAYSIA) SDN BHD | STOR 211747 | JAPAN |  | PRINCIP ENGINEERING |  |  | 0 | 0 | 0 | 0 |  |  |  |  | 2023-03-05 | KPJ Ipoh Specialist Hospital | 1 | [12 empty] | 2025-05-01 | 2026-05-01 | bar: MAY
1092 | H07B101092 | 13217 | BEMS | B | - | ACT | C | H07 | BEMS | SYRINGE PUMP | SYRINGE PUMP | BB | WARD 7B | L03 | ISH/BE/01848 | 0 |  | 0 | HOSPITAL | 3680 | 0 | 0 | 0 | 0 | 0 | 0 | 0 | 0 | 0 | 0 | 2025-02-05 | 1900-01-01 | 1 | [8 empty] | WARD 7B |  |  |  | 0 | 0 | [12 empty] | admin | 2024-12-12 14:25 |  | TERUMO | TE*SS730N02 | 2111012069 | WARD 7B |  |  | 1 | B | 1 |  | SUMMIT COMPANY (MALAYSIA) SDN BHD | SUMMIT COMPANY (MALAYSIA) SDN BHD | STOR 211747 | JAPAN |  | PRINCIP ENGINEERING |  |  | 0 | 0 | 0 | 0 |  |  |  |  | 2023-03-05 | KPJ Ipoh Specialist Hospital | 1 | [12 empty] | 2025-05-01 | 2026-05-01 | bar: MAY
1093 | H07B101093 | 13217 | BEMS | B | - | ACT | C | H07 | BEMS | SYRINGE PUMP | SYRINGE PUMP | BB | WARD 7B | L03 | ISH/BE/01850 | 0 |  | 0 | HOSPITAL | 3680 | 0 | 0 | 0 | 0 | 0 | 0 | 0 | 0 | 0 | 0 | 2025-02-05 | 1900-01-01 | 1 | [8 empty] | WARD 7B |  |  |  | 0 | 0 | [12 empty] | admin | 2024-12-12 14:25 |  | TERUMO | TE*SS730N02 | 2111012071 | WARD 7B |  |  | 1 | B | 1 |  | SUMMIT COMPANY (MALAYSIA) SDN BHD | SUMMIT COMPANY (MALAYSIA) SDN BHD | STOR 211747 | JAPAN |  | PRINCIP ENGINEERING |  |  | 0 | 0 | 0 | 0 |  |  |  |  | 2023-03-05 | KPJ Ipoh Specialist Hospital | 1 | [12 empty] | 2025-05-01 | 2026-05-01 | bar: MAY
1094 | H07B101094 | 13461 | BEMS | B | - | ACT | N | H07 | BEMS | WEIGHING SCALES | WEIGHING SCALES | BB | WARD 7B | L03 | ISH/BE/01900 | 0 |  | 0 | HOSPITAL | 0 | 0 | 0 | 0 | 0 | 0 | 0 | 0 | 0 | 0 | 0 |  | 1900-01-01 | 1 | [8 empty] | WARD 7B |  |  |  | 0 | 0 | [12 empty] | admin | 2024-12-12 14:25 |  | OMRON | HN-289 | 29211207452F | WARD 7B |  |  | 1 | B | 1 |  | HARMONY JAYA | HARMONY JAYA | STOR 215401 | JAPAN |  | HARMONI JAYA |  |  | 0 | 0 | 0 | 0 |  |  |  |  | 2023-07-26 | KPJ Ipoh Specialist Hospital | 1 | [12 empty] | 2025-05-01 | 2026-05-01 | bar: MAY
1095 | H07B101095 | 12636 | BEMS | B | - | ACT | C | H07 | BEMS | VITAL SIGN MONITOR | VITAL SIGN MONITOR | BB | WARD 7B | L03 | ISH/BE/01939 | 0 |  | 0 | HOSPITAL | 6000 | 0 | 0 | 0 | 0 | 0 | 0 | 0 | 0 | 0 | 0 |  | 1900-01-01 | 1 | [8 empty] | WARD 7B |  |  |  | 0 | 0 | [12 empty] | admin | 2024-12-12 14:25 |  | NIHON KOHDEN | SVM-7260 | 01469 | WARD 7B |  |  | 1 | B | 1 |  | STAR MEDICAL SYSTEM (M) SDN BHD | STAR MEDICAL SYSTEM (M) SDN BHD |  | JAPAN |  | STAR MEDICAL SYSTEM (M) SDN BHD |  |  | 0 | 0 | 0 | 0 |  |  |  |  | 2023-10-25 | KPJ Ipoh Specialist Hospital | 2 | [12 empty] | 2025-10-01 | 2026-04-01 | bar: APR; OCT
1096 | H07B101096 | 12636 | BEMS | B | - | ACT | C | H07 | BEMS | VITAL SIGN MONITOR | VITAL SIGN MONITOR | BB | WARD 7B | L03 | ISH/BE/01940 | 0 |  | 0 | HOSPITAL | 6000 | 0 | 0 | 0 | 0 | 0 | 0 | 0 | 0 | 0 | 0 |  | 1900-01-01 | 1 | [8 empty] | WARD 7B |  |  |  | 0 | 0 | [12 empty] | admin | 2024-12-12 14:25 |  | NIHON KOHDEN | SVM-7260 | 01468 | WARD 7B |  |  | 1 | B | 1 |  | STAR MEDICAL SYSTEM (M) SDN BHD | STAR MEDICAL SYSTEM (M) SDN BHD |  | JAPAN |  | STAR MEDICAL SYSTEM (M) SDN BHD |  |  | 0 | 0 | 0 | 0 |  |  |  |  | 2023-10-25 | KPJ Ipoh Specialist Hospital | 2 | [12 empty] | 2025-10-01 | 2026-04-01 | bar: APR; OCT
1097 | H07B101097 | 12636 | BEMS | B | - | ACT | C | H07 | BEMS | VITAL SIGN MONITOR | VITAL SIGN MONITOR | BB | WARD 7B | L03 | ISH/BE/01941 | 0 |  | 0 | HOSPITAL | 6000 | 0 | 0 | 0 | 0 | 0 | 0 | 0 | 0 | 0 | 0 |  | 1900-01-01 | 1 | [8 empty] | WARD 7B |  |  |  | 0 | 0 | [12 empty] | admin | 2024-12-12 14:25 |  | NIHON KOHDEN | SVM-7260 | 01470 | WARD 7B |  |  | 1 | B | 1 |  | STAR MEDICAL SYSTEM (M) SDN BHD | STAR MEDICAL SYSTEM (M) SDN BHD |  | JAPAN |  | STAR MEDICAL SYSTEM (M) SDN BHD |  |  | 0 | 0 | 0 | 0 |  |  |  |  | 2023-10-25 | KPJ Ipoh Specialist Hospital | 2 | [12 empty] | 2025-10-01 | 2026-04-01 | bar: APR; OCT
1098 | H07B101098 | 12636 | BEMS | B | - | ACT | C | H07 | BEMS | VITAL SIGN MONITOR | VITAL SIGN MONITOR | BB | WARD 7B | L03 | ISH/BE/01998 | 0 |  | 0 | HOSPITAL | 6800 | 0 | 0 | 0 | 0 | 0 | 0 | 0 | 0 | 0 | 0 | 2026-05-06 | 1900-01-01 | 0 | [8 empty] | WARD 7B |  |  |  | 0 | 0 | [12 empty] | admin | 2024-12-12 14:25 |  | NIHON KOHDEN | SVM-7260 | 01675 | WARD 7B |  |  | 1 | B | 1 |  | STAR MEDICAL SYSTEMS (M) SDN BHD | STAR MEDICAL SYSTEMS (M) SDN BHD | STOR 224323 | JAPAN |  | STAR MEDICAL SYSTEM (M) SDN BHD |  |  | 0 | 0 | 0 | 0 |  |  |  |  | 2024-07-05 | KPJ Ipoh Specialist Hospital | 2 | [12 empty] | 2025-11-01 | 2026-05-01 | bar: MAY; NOV
1099 | H07B101099 | 10208 | BEMS | B | - | ACT | C | H07 | BEMS | ASPIRATOR | ASPIRATOR | BB | WARD 7B | L03 | ISH/BE/02045 | 0 |  | 0 | HOSPITAL | 1400 | 0 | 0 | 0 | 0 | 0 | 0 | 0 | 0 | 0 | 0 | 2025-09-04 | 1900-01-01 | 0 | [8 empty] | WARD 7B |  |  |  | 0 | 0 | [12 empty] | admin | 2024-12-12 14:25 |  | CA-MI | NEW ASKIR 30 PROXIMITY | 8457 | WARD 7B |  |  | 1 | B | 1 |  | SUP100026 | PRINCIP ENGINEERING | STOR 229889 | ITALY |  | PRINCIP ENGINEERING |  |  | 0 | 0 | 0 | 0 |  |  |  |  | 2024-09-05 | KPJ Ipoh Specialist Hospital | 1 | [12 empty] | 2025-09-01 | 2026-09-01 | bar: SEP
1100 | H07B101100 | 13215 | BEMS | B | - | ACT | C | H07 | BEMS | INFUSION PUMP | INFUSION PUMP | BB | WARD 7B | L03 | ISH/BE/02094 | 0 |  | 0 | HOSPITAL | 4300 | 0 | 0 | 0 | 0 | 0 | 0 | 0 | 0 | 0 | 0 | 2026-11-25 | 1900-01-01 | 0 | [8 empty] | WARD 7B |  |  |  | 0 | 0 | [12 empty] | admin | 2024-12-12 14:25 |  | MEDCAPTAIN | HP-60 | 6012405000150 | WARD 7B |  |  | 1 | B | 1 |  | ONEHEART MEDIC MEDIC SDN BHD | ONEHEART MEDIC MEDIC SDN BHD | STOR 232823 (FA) | CHINA |  | ONEHEART MEDIC SDN BHD |  |  | 0 | 0 | 0 | 0 |  |  |  |  | 2024-11-26 | KPJ Ipoh Specialist Hospital | 2 | [12 empty] | 2025-11-01 | 2026-05-01 | bar: MAY; NOV
1101 | H07B101101 | 13215 | BEMS | B | - | ACT | C | H07 | BEMS | INFUSION PUMP | INFUSION PUMP | BB | WARD 7B | L03 | ISH/BE/02095 | 0 |  | 0 | HOSPITAL | 4300 | 0 | 0 | 0 | 0 | 0 | 0 | 0 | 0 | 0 | 0 | 2026-11-25 | 1900-01-01 | 0 | [8 empty] | WARD 7B |  |  |  | 0 | 0 | [12 empty] | admin | 2024-12-12 14:25 |  | MEDCAPTAIN | HP-60 | 6012405000402 | WARD 7B |  |  | 1 | B | 1 |  | ONEHEART MEDIC MEDIC SDN BHD | ONEHEART MEDIC MEDIC SDN BHD | STOR 232823 (FA) | CHINA |  | ONEHEART MEDIC SDN BHD |  |  | 0 | 0 | 0 | 0 |  |  |  |  | 2024-11-26 | KPJ Ipoh Specialist Hospital | 2 | [12 empty] | 2025-11-01 | 2026-05-01 | bar: MAY; NOV
1102 | H07B101102 | 16156 | BEMS | B | - | ACT | N | H07 | BEMS | ANEROID SPHYGMOMANOMETER | ANEROID SPHYGMOMANOMETER | BA | WARD 3 | L02 | ISH/BE/01098 | 0 |  | 0 | HOSPITAL | 480 | 0 | 0 | 0 | 0 | 0 | 0 | 0 | 0 | 0 | 0 | 2014-07-01 | 1900-01-01 | 11 | [8 empty] | WARD 3 |  |  |  | 0 | 0 | [12 empty] | admin | 2024-12-12 14:25 |  | WELCH ALLYN | 767 | 120628222646 | WARD 3 |  |  | 1 | B | 1 |  | JESS MED | JESS MED | STOR 105449 (FA) | GERMANY |  | PRINCIP ENGINEERING |  |  | 0 | 0 | 0 | 0 |  |  |  |  | 2013-01-07 | KPJ Ipoh Specialist Hospital | 1 | [12 empty] | 2025-12-01 | 2026-12-01 | bar: DEC
1103 | H07B101103 | 16156 | BEMS | B | - | ACT | N | H07 | BEMS | ANEROID SPHYGMOMANOMETER (WITH TROLLEY) | ANEROID SPHYGMOMANOMETER (WITH TROLLEY) | BA | WARD 3 | L02 | ISH/BE/01104 | 0 |  | 0 | HOSPITAL | 880 | 0 | 0 | 0 | 0 | 0 | 0 | 0 | 0 | 0 | 0 | 2014-07-01 | 1900-01-01 | 11 | [8 empty] | WARD 3 |  |  |  | 0 | 0 | [12 empty] | admin | 2024-12-12 14:25 |  | WELCH ALLYN | 767 | 130304170696 | WARD 3 |  |  | 1 | B | 1 |  | JESS MED | JESS MED | STOR 105449 (FA) | GERMANY |  | PRINCIP ENGINEERING |  |  | 0 | 0 | 0 | 0 |  |  |  |  | 2013-07-16 | KPJ Ipoh Specialist Hospital | 1 | [12 empty] | 2025-12-01 | 2026-12-01 | bar: DEC
1104 | H07B101104 | 16156 | BEMS | B | - | ACT | N | H07 | BEMS | ANEROID SPHYGMOMANOMETER (WITH TROLLEY) | ANEROID SPHYGMOMANOMETER (WITH TROLLEY) | BA | WARD 3 | L02 | ISH/BE/01097 | 0 |  | 0 | HOSPITAL | 880 | 0 | 0 | 0 | 0 | 0 | 0 | 0 | 0 | 0 | 0 | 2014-07-01 | 1900-01-01 | 11 | [8 empty] | WARD 3 |  |  |  | 0 | 0 | [12 empty] | admin | 2024-12-12 14:25 |  | WELCH ALLYN | 767 | 130128134706 | WARD 3 |  |  | 1 | B | 1 |  | JESS MED | JESS MED | STOR 105449 (FA) | GERMANY |  | PRINCIP ENGINEERING |  |  | 0 | 0 | 0 | 0 |  |  |  |  | 2013-01-07 | KPJ Ipoh Specialist Hospital | 1 | [12 empty] | 2025-12-01 | 2026-12-01 | bar: DEC
1105 | H07B101105 | 12636 | BEMS | B | - | ACT | C | H07 | BEMS | VITAL SIGN MONITOR | VITAL SIGN MONITOR | BA | WARD 3 | L02 | ISH/BE/01178 | 0 |  | 0 | HOSPITAL | 5700 | 0 | 0 | 0 | 0 | 0 | 0 | 0 | 0 | 0 | 0 | 2015-08-01 | 1900-01-01 | 10 | [8 empty] | WARD 3 |  |  |  | 0 | 0 | [12 empty] | admin | 2024-12-12 14:25 |  | GE | V100 | SH614070383SA | WARD 3 |  |  | 1 | B | 1 |  | EXPERT HEALTHCARE SDN BHD | EXPERT HEALTHCARE SDN BHD | STOR 115377(FA) | GERMANY |  | PRINCIP ENGINEERING |  |  | 0 | 0 | 0 | 0 |  |  |  |  | 2014-08-06 | KPJ Ipoh Specialist Hospital | 2 | [12 empty] | 2025-09-01 | 2026-03-01 | bar: MAR; SEP
1106 | H07B101106 | 10208 | BEMS | B | - | ACT | C | H07 | BEMS | ASPIRATORS | ASPIRATORS | BA | WARD 6 | L02 | ISH/BE/01278 | 0 |  | 0 | HOSPITAL | 560 | 0 | 0 | 0 | 0 | 0 | 0 | 0 | 0 | 0 | 0 | 2015-06-01 | 1900-01-01 | 9 | [8 empty] | WARD 3 |  |  |  | 0 | 0 | [12 empty] | admin | 2024-12-12 14:25 |  | YUWELL | 7E-A | 7EA0196 | WARD 3 |  |  | 1 | B | 1 |  | HARMONI JAYA | HARMONI JAYA | STOR 123911(FA) | CHINA |  | PRINCIP ENGINEERING |  |  | 0 | 0 | 0 | 0 |  |  |  |  | 2015-06-26 | KPJ Ipoh Specialist Hospital | 1 | [12 empty] | 2025-07-01 | 2026-07-01 | [7 empty] | √ | [7 empty] | CHANGE LOCATION FROM WARD 3 TO WARD 6 | bar: JUL
1107 | H07B101107 | 10208 | BEMS | B | - | ACT | C | H07 | BEMS | ASPIRATORS | ASPIRATORS | BA | WARD 3 | L02 | ISH/BE/01279 | 0 |  | 0 | HOSPITAL | 560 | 0 | 0 | 0 | 0 | 0 | 0 | 0 | 0 | 0 | 0 | 2015-06-01 | 1900-01-01 | 9 | [8 empty] | WARD 3 |  |  |  | 0 | 0 | [12 empty] | admin | 2024-12-12 14:25 |  | YUWELL | 7E-A | 7EA0197 | WARD 3 |  |  | 1 | B | 1 |  | HARMONI JAYA | HARMONI JAYA | STOR 123911(FA) | CHINA |  | PRINCIP ENGINEERING |  |  | 0 | 0 | 0 | 0 |  |  |  |  | 2015-06-26 | KPJ Ipoh Specialist Hospital | 1 | [12 empty] | 2025-07-01 | 2026-07-01 | bar: JUL
1108 | H07B101108 | 13217 | BEMS | B | - | ACT | C | H07 | BEMS | SYRINGE PUMP | SYRINGE PUMP | BA | WARD 3 | L02 | ISH/BE/01377 | 0 |  | 0 | HOSPITAL | 3380 | 0 | 0 | 0 | 0 | 0 | 0 | 0 | 0 | 0 | 0 | 2018-04-01 | 1900-01-01 | 8 | [8 empty] | WARD 3 |  |  |  | 0 | 0 | [12 empty] | admin | 2024-12-12 14:25 |  | TERUMO | TE*SS700N02 | 1508010154 | WARD 3 |  |  | 1 | B | 1 |  | SUMMIT COMPANY (M) SDN BHD | SUMMIT COMPANY (M) SDN BHD |  | JAPAN |  | PRINCIP ENGINEERING |  |  | 0 | 0 | 0 | 0 |  |  |  |  | 2016-04-14 | KPJ Ipoh Specialist Hospital | 1 | [12 empty] | 2025-06-01 | 2026-06-01 | bar: JUN
1109 | H07B101109 | 13217 | BEMS | B | - | ACT | C | H07 | BEMS | SYRINGE PUMP | SYRINGE PUMP | BA | WARD 3 | L02 | ISH/BE/01378 | 0 |  | 0 | HOSPITAL | 3380 | 0 | 0 | 0 | 0 | 0 | 0 | 0 | 0 | 0 | 0 | 2018-04-01 | 1900-01-01 | 8 | [8 empty] | WARD 3 |  |  |  | 0 | 0 | [12 empty] | admin | 2024-12-12 14:25 |  | TERUMO | TE*SS700N02 | 1508010156 | WARD 3 |  |  | 1 | B | 1 |  | SUMMIT COMPANY (M) SDN BHD | SUMMIT COMPANY (M) SDN BHD |  | JAPAN |  | PRINCIP ENGINEERING |  |  | 0 | 0 | 0 | 0 |  |  |  |  | 2016-04-14 | KPJ Ipoh Specialist Hospital | 1 | [12 empty] | 2025-06-01 | 2026-06-01 | bar: JUN
1110 | H07B101110 | 13461 | BEMS | B | - | ACT | N | H07 | BEMS | WEIGHING SCALES | WEIGHING SCALES | BA | WARD 3 | L02 | ISH/BE/01511 | 0 |  | 0 | HOSPITAL | 6659 | 0 | 0 | 0 | 0 | 0 | 0 | 0 | 0 | 0 | 0 | 2018-04-01 | 1900-01-01 | 1 | [8 empty] | WARD 3 |  |  |  | 0 | 0 | [12 empty] | admin | 2024-12-12 14:25 |  | SECA | 952 | 5952015151901 | WARD 3 |  |  | 1 | B | 1 |  | EQUIP MEDICAL (M) SDN BHD | EQUIP MEDICAL (M) SDN BHD | STOR 143295 (FA) | GERMANY |  | PRINCIP ENGINEERING |  |  | 0 | 0 | 0 | 0 |  |  |  |  | 2017-04-10 | KPJ Ipoh Specialist Hospital | 1 | [12 empty] | 2025-08-01 | 2026-08-01 | bar: AUG
1111 | H07B101111 | 10208 | BEMS | B | - | ACT | C | H07 | BEMS | ASPIRATORS | ASPIRATORS | BA | WARD 3 | L02 | ISH/BE/01564 | 0 |  | 0 | HOSPITAL | 675 | 0 | 0 | 0 | 0 | 0 | 0 | 0 | 0 | 0 | 0 | 2019-02-01 | 1900-01-01 | 0 | [8 empty] | WARD 3 |  |  |  | 0 | 0 | [12 empty] | admin | 2024-12-12 14:25 |  | YUWELL | 7EC | 7EC17735 | WARD 3 |  |  | 1 | B | 1 |  | HARMONI JAYA | HARMONI JAYA | STOR155715 | CHINA |  | PRINCIP ENGINEERING |  |  | 0 | 0 | 0 | 0 |  |  |  |  | 2018-02-20 | KPJ Ipoh Specialist Hospital | 1 | [12 empty] | 2025-07-01 | 2026-07-01 | bar: JUL
1112 | H07B101112 | 10208 | BEMS | B | - | ACT | C | H07 | BEMS | ASPIRATORS | ASPIRATORS | BA | WARD 3 | L02 | ISH/BE/01565 | 0 |  | 0 | HOSPITAL | 675 | 0 | 0 | 0 | 0 | 0 | 0 | 0 | 0 | 0 | 0 | 2019-02-01 | 1900-01-01 | 0 | [8 empty] | WARD 3 |  |  |  | 0 | 0 | [12 empty] | admin | 2024-12-12 14:25 |  | YUWELL | 7EC | 7EC17734 | WARD 3 |  |  | 1 | B | 1 |  | HARMONI JAYA | HARMONI JAYA | STOR155715 | CHINA |  | PRINCIP ENGINEERING |  |  | 0 | 0 | 0 | 0 |  |  |  |  | 2018-02-20 | KPJ Ipoh Specialist Hospital | 1 | [12 empty] | 2025-08-01 | 2026-08-01 | bar: AUG
1113 | H07B101113 | 17116 | BEMS | B | - | ACT | C | H07 | BEMS | DEFIBRILLATOR | DEFIBRILLATOR | BA | WARD 3 | L02 | ISH/BE/01651 | 0 |  | 0 | HOSPITAL | 0 | 0 | 0 | 0 | 0 | 0 | 0 | 0 | 0 | 0 | 0 |  | 1900-01-01 | 0 | [8 empty] | WARD 3 |  |  |  | 0 | 0 | [12 empty] | admin | 2024-12-12 14:25 |  | PHILIPS | EFFICIA DFM100 | CN32647811 | WARD 3 |  |  | 1 | B | 1 |  | UMEDIC HEALTHCARE SDN BHD | UMEDIC HEALTHCARE SDN BHD |  |  |  | UWC HEALTHCARE SDN BHD |  |  | 0 | 0 | 0 | 0 |  |  |  |  | 2021-05-05 | KPJ Ipoh Specialist Hospital | 2 | [12 empty] | 2025-12-01 | 2026-06-01 | bar: JUN; DEC
1114 | H07B101114 | 12636 | BEMS | B | - | ACT | C | H07 | BEMS | VITAL SIGN MONITOR | VITAL SIGN MONITOR | BA | WARD 3 | L02 | ISH/BE/01652 | 0 |  | 0 | HOSPITAL | 0 | 0 | 0 | 0 | 0 | 0 | 0 | 0 | 0 | 0 | 0 |  | 1900-01-01 | 0 | [8 empty] | WARD 3 |  |  |  | 0 | 0 | [12 empty] | admin | 2024-12-12 14:25 |  | MINDRAY | VS-900 | FV-11044815 | WARD 3 |  |  | 1 | B | 1 |  | LIFETRONIC SDN BHD | LIFETRONIC SDN BHD |  |  |  | LIFETRONIC SDN BHD |  |  | 0 | 0 | 0 | 0 |  |  |  |  | 2021-05-11 | KPJ Ipoh Specialist Hospital | 2 | [12 empty] | 2025-11-01 | 2026-05-01 | bar: MAY; NOV
1115 | H07B101115 | 13215 | BEMS | B | - | ACT | C | H07 | BEMS | INFUSION PUMP | INFUSION PUMP | BA | WARD 3 | L02 | ISH/BE/01650 | 0 |  | 0 | HOSPITAL | 3650 | 0 | 0 | 0 | 0 | 0 | 0 | 0 | 0 | 0 | 0 | 2023-05-01 | 1900-01-01 | 2 | [8 empty] | WARD 3 |  |  |  | 0 | 0 | [12 empty] | admin | 2024-12-12 14:25 |  | TERUMO | TE LM730A02 | 2008010016 | WARD 3 |  |  | 1 | B | 1 |  | SUMMIT COMPANY (M) SDN BHD | SUMMIT COMPANY (M) SDN BHD | STOR 191849 | JAPAN |  | PRINCIP ENGINEERING |  |  | 0 | 0 | 0 | 0 |  |  |  |  | 2021-08-16 | KPJ Ipoh Specialist Hospital | 1 | [12 empty] | 2025-11-01 | 2026-11-01 | bar: NOV
1116 | H07B101116 | 13215 | BEMS | B | - | ACT | C | H07 | BEMS | INFUSION PUMP | INFUSION PUMP | BA | WARD 3 | L02 | ISH/BE/01684 | 0 |  | 0 | HOSPITAL | 4270 | 0 | 0 | 0 | 0 | 0 | 0 | 0 | 0 | 0 | 0 | 2024-04-12 | 1900-01-01 | 10 | [8 empty] | WARD 3 |  |  |  | 0 | 0 | [12 empty] | admin | 2024-12-12 14:25 |  | TERUMO | TE*LM730A02 | 2110012025 | WARD 3 |  |  | 1 | B | 1 |  | SUMMIT COMPANY (M) SDN BHD | SUMMIT COMPANY (M) SDN BHD |  | JAPAN |  | PRINCIP ENGINEERING |  |  | 0 | 0 | 0 | 0 |  |  |  |  | 2022-04-13 | KPJ Ipoh Specialist Hospital | 1 | [12 empty] | 2025-11-01 | 2026-11-01 | bar: NOV
1117 | H07B101117 | 12636 | BEMS | B | - | ACT | C | H07 | BEMS | VITAL SIGN MONITOR | VITAL SIGN MONITOR | BA | WARD 3 | L02 | ISH/BE/01702 | 0 |  | 0 | HOSPITAL | 6800 | 0 | 0 | 0 | 0 | 0 | 0 | 0 | 0 | 0 | 0 | 2025-08-01 | 1900-01-01 | 2 | [8 empty] | WARD 3 |  |  |  | 0 | 0 | [12 empty] | admin | 2024-12-12 14:25 |  | MINDRAY | VS 8 | AS5-24001343 | WARD 3 |  |  | 1 | B | 1 |  | LIFETRONIC SDN BHD | LIFETRONIC SDN BHD | STOR 204531 | CHINA |  | LIFETRONIC SDN BHD |  |  | 0 | 0 | 0 | 0 |  |  |  |  | 2022-08-18 | KPJ Ipoh Specialist Hospital | 2 | [12 empty] | 2025-09-01 | 2026-03-01 | bar: MAR; SEP
1118 | H07B101118 | 13215 | BEMS | B | - | ACT | C | H07 | BEMS | INFUSION PUMP | INFUSION PUMP | BA | WARD 3 | L02 | ISH/BE/01813 | 0 |  | 0 | HOSPITAL | 4730 | 0 | 0 | 0 | 0 | 0 | 0 | 0 | 0 | 0 | 0 | 2025-02-05 | 1900-01-01 | 1 | [8 empty] | WARD 3 |  |  |  | 0 | 0 | [12 empty] | admin | 2024-12-12 14:25 |  | TERUMO | TE*LM730A03 | 2003010033 | WARD 3 |  |  | 1 | B | 1 |  | SUMMIT COMPANY (MALAYSIA) SDN BHD | SUMMIT COMPANY (MALAYSIA) SDN BHD | STOR 211730 | JAPAN |  | PRINCIP ENGINEERING |  |  | 0 | 0 | 0 | 0 |  |  |  |  | 2023-03-05 | KPJ Ipoh Specialist Hospital | 1 | [12 empty] | 2025-05-01 | 2026-05-01 | bar: MAY
1119 | H07B101119 | 13215 | BEMS | B | - | ACT | C | H07 | BEMS | INFUSION PUMP | INFUSION PUMP | BA | WARD 3 | L02 | ISH/BE/01814 | 0 |  | 0 | HOSPITAL | 4730 | 0 | 0 | 0 | 0 | 0 | 0 | 0 | 0 | 0 | 0 | 2025-02-05 | 1900-01-01 | 1 | [8 empty] | WARD 3 |  |  |  | 0 | 0 | [12 empty] | admin | 2024-12-12 14:25 |  | TERUMO | TE*LM730A03 | 2008010057 | WARD 3 |  |  | 1 | B | 1 |  | SUMMIT COMPANY (MALAYSIA) SDN BHD | SUMMIT COMPANY (MALAYSIA) SDN BHD | STOR 211730 | JAPAN |  | PRINCIP ENGINEERING |  |  | 0 | 0 | 0 | 0 |  |  |  |  | 2023-03-05 | KPJ Ipoh Specialist Hospital | 1 | [12 empty] | 2025-05-01 | 2026-05-01 | bar: MAY
1120 | H07B101120 | 13217 | BEMS | B | - | ACT | C | H07 | BEMS | SYRINGE PUMP | SYRINGE PUMP | BA | WARD 3 | L02 | ISH/BE/01837 | 0 |  | 0 | HOSPITAL | 3680 | 0 | 0 | 0 | 0 | 0 | 0 | 0 | 0 | 0 | 0 | 2025-02-05 | 1900-01-01 | 1 | [8 empty] | WARD 3 |  |  |  | 0 | 0 | [12 empty] | admin | 2024-12-12 14:25 |  | TERUMO | TE*SS730N02 | 2111012058 | WARD 3 |  |  | 1 | B | 1 |  | SUMMIT COMPANY (MALAYSIA) SDN BHD | SUMMIT COMPANY (MALAYSIA) SDN BHD | STOR 211747 | JAPAN |  | PRINCIP ENGINEERING |  |  | 0 | 0 | 0 | 0 |  |  |  |  | 2023-03-05 | KPJ Ipoh Specialist Hospital | 1 | [12 empty] | 2025-05-01 | 2026-05-01 | bar: MAY
1121 | H07B101121 | 11407 | BEMS | B | - | ACT | C | H07 | BEMS | ELECTROCARDIOGRAPH | ELECTROCARDIOGRAPH | BA | WARD 3 | L02 | ISH/BE/01968 | 0 |  | 0 | HOSPITAL | 22000 | 0 | 0 | 0 | 0 | 0 | 0 | 0 | 0 | 0 | 0 | 2024-02-29 | 1900-01-01 | 0 | [8 empty] | WARD 3 |  |  |  | 0 | 0 | [12 empty] | admin | 2024-12-12 14:25 |  | NORAV MEDICAL | NECG-12 | M20C01040006 | WARD 3 |  |  | 1 | B | 1 |  | SUN MEDICAL SYSTEMS SDN. BHD | SUN MEDICAL SYSTEMS SDN. BHD | STOR 220934 | GERMANY |  | SUN MEDICAL SYSTEM SDN. BHD |  |  | 0 | 0 | 0 | 0 |  |  |  |  | 2024-02-29 | KPJ Ipoh Specialist Hospital | 2 | [12 empty] | 2025-08-01 | 2026-02-01 | bar: FEB; AUG
1122 | H07B101122 | 12636 | BEMS | B | - | ACT | C | H07 | BEMS | VITAL SIGN MONITOR | VITAL SIGN MONITOR | BA | WARD 3 | L02 | ISH/BE/02004 | 0 |  | 0 | HOSPITAL | 6800 | 0 | 0 | 0 | 0 | 0 | 0 | 0 | 0 | 0 | 0 | 2026-05-12 | 1900-01-01 | 0 | [8 empty] | WARD 3 |  |  |  | 0 | 0 | [12 empty] | admin | 2024-12-12 14:25 |  | NIHON KOHDEN | SVM-7260 | 01677 | WARD 3 |  |  | 1 | B | 1 |  | STAR MEDICAL SYSTEMS (M) SDN BHD | STAR MEDICAL SYSTEMS (M) SDN BHD | STOR 224323 | JAPAN |  | STAR MEDICAL SYSTEM (M) SDN BHD |  |  | 0 | 0 | 0 | 0 |  |  |  |  | 2024-07-05 | KPJ Ipoh Specialist Hospital | 2 | [12 empty] | 2025-11-01 | 2026-05-01 | bar: MAY; NOV
1123 | H07B101123 | 13215 | BEMS | B | - | ACT | C | H07 | BEMS | INFUSION PUMP | INFUSION PUMP | BA | WARD 3 | L02 | ISH/BE/02097 | 0 |  | 0 | HOSPITAL | 4300 | 0 | 0 | 0 | 0 | 0 | 0 | 0 | 0 | 0 | 0 | 2026-11-25 | 1900-01-01 | 0 | [8 empty] | WARD 3 |  |  |  | 0 | 0 | [12 empty] | admin | 2024-12-12 14:25 |  | MEDCAPTAIN | HP-60 | 6012405000501 | WARD 3 |  |  | 1 | B | 1 |  | ONEHEART MEDIC MEDIC SDN BHD | ONEHEART MEDIC MEDIC SDN BHD | STOR 232823 (FA) | CHINA |  | ONEHEART MEDIC SDN BHD |  |  | 0 | 0 | 0 | 0 |  |  |  |  | 2024-11-26 | KPJ Ipoh Specialist Hospital | 2 | [12 empty] | 2025-11-01 | 2026-05-01 | bar: MAY; NOV
1124 | H07B101124 | 12276 | BEMS | B | - | ACT | N | H07 | BEMS | EXAMINATION LIGHT | EXAMINATION LIGHT | BA | WARD 5 | L02 | ISH/BE/00823 | 0 |  | 0 | HOSPITAL | 0 | 0 | 0 | 0 | 0 | 0 | 0 | 0 | 0 | 0 | 0 |  | 1900-01-01 | 16 | [8 empty] | WARD 5 |  |  |  | 0 | 0 | [12 empty] | admin | 2024-12-12 14:25 |  | N/A | N/A | N/A | WARD 5 |  |  | 1 | B | 1 |  | RITZ MEDICAL SUPPLIES | RITZ MEDICAL SUPPLIES | SATI088N08 | CHINA |  | PRINCIP ENGINEERING |  |  | 0 | 0 | 0 | 0 | [5 empty] | KPJ Ipoh Specialist Hospital | 1 | [12 empty] | 2025-04-01 | 2026-04-01 | bar: APR
1125 | H07B101125 | 16156 | BEMS | B | - | ACT | N | H07 | BEMS | ANEROID SPHYGMOMANOMETER | ANEROID SPHYGMOMANOMETER | BA | WARD 5 | L02 | ISH/BE/01082 | 0 |  | 0 | HOSPITAL | 480 | 0 | 0 | 0 | 0 | 0 | 0 | 0 | 0 | 0 | 0 | 2014-04-01 | 1900-01-01 | 11 | [8 empty] | WARD 5 |  |  |  | 0 | 0 | [12 empty] | admin | 2024-12-12 14:25 |  | WELCH ALLYN | 767 | 120628061857 | WARD 5 |  |  | 1 | B | 1 |  | JESS MED | JESS MED | SD S10076710 | GERMANY |  | PRINCIP ENGINEERING |  |  | 0 | 0 | 0 | 0 |  |  |  |  | 2013-04-22 | KPJ Ipoh Specialist Hospital | 1 | [12 empty] | 2025-12-01 | 2026-12-01 | bar: DEC
1126 | H07B101126 | 16156 | BEMS | B | - | ACT | N | H07 | BEMS | ANEROID SPHYGMOMANOMETER (WITH TROLLEY) | ANEROID SPHYGMOMANOMETER (WITH TROLLEY) | BA | WARD 5 | L02 | ISH/BE/01083 | 0 |  | 0 | HOSPITAL | 880 | 0 | 0 | 0 | 0 | 0 | 0 | 0 | 0 | 0 | 0 | 2014-04-01 | 1900-01-01 | 11 | [8 empty] | WARD 5 |  |  |  | 0 | 0 | [12 empty] | admin | 2024-12-12 14:25 |  | WELCH ALLYN | 767 | 120924120645 | WARD 5 |  |  | 1 | B | 1 |  | JESS MED | JESS MED | STOR 104703 | GERMANY |  | PRINCIP ENGINEERING |  |  | 0 | 0 | 0 | 0 |  |  |  |  | 2013-04-22 | KPJ Ipoh Specialist Hospital | 1 | [12 empty] | 2025-12-01 | 2026-12-01 | bar: DEC
1127 | H07B101127 | 10208 | BEMS | B | - | ACT | C | H07 | BEMS | ASPIRATORS | ASPIRATORS | BA | WARD 5 | L02 | ISH/BE/01197 | 0 |  | 0 | HOSPITAL | 1500 | 0 | 0 | 0 | 0 | 0 | 0 | 0 | 0 | 0 | 0 | 2015-11-01 | 1900-01-01 | 10 | [8 empty] | WARD 5 |  |  |  | 0 | 0 | [12 empty] | admin | 2024-12-12 14:25 |  | STURDY | 7E-D | 00001 | WARD 5 |  |  | 1 | B | 1 |  | RITZ MEDICAL SUPPLIES | RITZ MEDICAL SUPPLIES | STOR 118292(FA) | CHINA |  | PRINCIP ENGINEERING |  |  | 0 | 0 | 0 | 0 |  |  |  |  | 2014-11-10 | KPJ Ipoh Specialist Hospital | 1 | [12 empty] | 2025-07-01 | 2026-07-01 | bar: JUL
1128 | H07B101128 | 10208 | BEMS | B | - | ACT | C | H07 | BEMS | ASPIRATORS | ASPIRATORS | BA | WARD 5 | L02 | ISH/BE/01280 | 0 |  | 0 | HOSPITAL | 580 | 0 | 0 | 0 | 0 | 0 | 0 | 0 | 0 | 0 | 0 | 2016-06-01 | 1900-01-01 | 9 | [8 empty] | WARD 5 |  |  |  | 0 | 0 | [12 empty] | admin | 2024-12-12 14:25 |  | YUWELL | 7E-A | 7EC014 | WARD 5 |  |  | 1 | B | 1 |  | HARMONI JAYA | HARMONI JAYA | STOR 124037(FA) | CHINA |  | PRINCIP ENGINEERING |  |  | 0 | 0 | 0 | 0 |  |  |  |  | 2015-06-27 | KPJ Ipoh Specialist Hospital | 1 | [12 empty] | 2025-07-01 | 2026-07-01 | bar: JUL
1129 | H07B101129 | 12636 | BEMS | B | - | ACT | C | H07 | BEMS | VITAL SIGN MONITOR | VITAL SIGN MONITOR | BA | WARD 5 | L02 | ISH/BE/01661 | 0 |  | 0 | HOSPITAL | 0 | 0 | 0 | 0 | 0 | 0 | 0 | 0 | 0 | 0 | 0 | 2022-09-01 | 1900-01-01 | 3 | [8 empty] | WARD 5 |  |  |  | 0 | 0 | [12 empty] | admin | 2024-12-12 14:25 |  | GE | CARESCAPE V100 | SH621240069SA | WARD 5 |  |  | 1 | B | 1 |  | EXPERT HEALTHCARE SDN BHD | EXPERT HEALTHCARE SDN BHD | STOR 196125 | USA |  | EXPERT HEALTHCARE SDN BHD |  |  | 0 | 0 | 0 | 0 |  |  |  |  | 2021-09-28 | KPJ Ipoh Specialist Hospital | 2 | [12 empty] | 2025-09-01 | 2026-03-01 | bar: MAR; SEP
1130 | H07B101130 | 13215 | BEMS | B | - | ACT | C | H07 | BEMS | INFUSION PUMP | INFUSION PUMP | BA | WARD 5 | L02 | ISH/BE/01685 | 0 |  | 0 | HOSPITAL | 4270 | 0 | 0 | 0 | 0 | 0 | 0 | 0 | 0 | 0 | 0 | 2024-04-12 | 1900-01-01 | 2 | [8 empty] | WARD 5 |  |  |  | 0 | 0 | [12 empty] | admin | 2024-12-12 14:25 |  | TERUMO | TE*LM730A02 | 2110012026 | WARD 5 |  |  | 1 | B | 1 |  | SUMMIT COMPANY (M) SDN BHD | SUMMIT COMPANY (M) SDN BHD |  | JAPAN |  | PRINCIP ENGINEERING |  |  | 0 | 0 | 0 | 0 |  |  |  |  | 2022-04-13 | KPJ Ipoh Specialist Hospital | 1 | [12 empty] | 2025-04-01 | 2026-04-01 | bar: APR
1131 | H07B101131 | 12636 | BEMS | B | - | ACT | C | H07 | BEMS | VITAL SIGN MONITOR | VITAL SIGN MONITOR | BA | WARD 5 | L02 | ISH/BE/01699 | 0 |  | 0 | HOSPITAL | 6800 | 0 | 0 | 0 | 0 | 0 | 0 | 0 | 0 | 0 | 0 | 2025-08-01 | 1900-01-01 | 2 | [8 empty] | WARD 5 |  |  |  | 0 | 0 | [12 empty] | admin | 2024-12-12 14:25 |  | MINDRAY | VS 8 | AS5-24001347 | WARD 5 |  |  | 1 | B | 1 |  | LIFETRONIC SDN BHD | LIFETRONIC SDN BHD | STOR 204531 | CHINA |  | LIFETRONIC SDN BHD |  |  | 0 | 0 | 0 | 0 |  |  |  |  | 2022-08-18 | KPJ Ipoh Specialist Hospital | 2 | [12 empty] | 2025-08-01 | 2026-02-01 | bar: FEB; AUG
1132 | H07B101132 | 13217 | BEMS | B | - | ACT | C | H07 | BEMS | SYRINGE PUMP | SYRINGE PUMP | BA | WARD 5 | L02 | ISH/BE/01709 | 0 |  | 0 | HOSPITAL | 3450 | 0 | 0 | 0 | 0 | 0 | 0 | 0 | 0 | 0 | 0 | 2024-08-01 | 1900-01-01 | 2 | [8 empty] | WARD 5 |  |  |  | 0 | 0 | [12 empty] | admin | 2024-12-12 14:25 |  | TERUMO | TE*SS730N02 | 2109012149 | WARD 5 |  |  | 1 | B | 1 |  | SUMMIT COMPANY (M) SDN BHD | SUMMIT COMPANY (M) SDN BHD | STOR 204569 | JAPAN |  | PRINCIP ENGINEERING |  |  | 0 | 0 | 0 | 0 |  |  |  |  | 2022-08-30 | KPJ Ipoh Specialist Hospital | 1 | [12 empty] | 2025-01-01 | 2026-01-01 | bar: JAN
1133 | H07B101133 | 17116 | BEMS | B | - | ACT | C | H07 | BEMS | DEFIBRILLATOR | DEFIBRILLATOR | BA | WARD 5 | L02 | ISH/BE/01735 | 0 |  | 0 | HOSPITAL | 19800 | 0 | 0 | 0 | 0 | 0 | 0 | 0 | 0 | 0 | 0 | 2023-12-01 | 1900-01-01 | 2 | [8 empty] | WARD 5 |  |  |  | 0 | 0 | [12 empty] | admin | 2024-12-12 14:25 |  | PHILIPS HEALTHCARE | EFICIA DFM100 | CN32673218 | WARD 5 |  |  | 1 | B | 1 |  | UMEDIC HEALTHCARE SDN BHD | UMEDIC HEALTHCARE SDN BHD | STOR 204567 | CHINA |  | UMEDIC HEALTHCARE SDN BHD |  |  | 0 | 0 | 0 | 0 |  |  |  |  | 2022-07-12 | KPJ Ipoh Specialist Hospital | 2 | [12 empty] | 2025-12-01 | 2026-06-01 | bar: JUN; DEC
1134 | H07B101134 | 17148 | BEMS | B | - | ACT | C | H07 | BEMS | OXIMETERS, PULSE | OXIMETERS, PULSE | BA | WARD 5 | L02 | ISH/BE/01795 | 0 |  | 0 | HOSPITAL | 8000 | 0 | 0 | 0 | 0 | 0 | 0 | 0 | 0 | 0 | 0 | 2025-04-10 | 1900-01-01 | 1 | [8 empty] | WARD 5 |  |  |  | 0 | 0 | [12 empty] | admin | 2024-12-12 14:25 |  | MASIMO | RADICAL7TM TOUCH SCREEN HANDHELD | 1000290888 (358969) | WARD 5 |  |  | 1 | B | 1 |  | HOSPIMETRIX SDN BHD | HOSPIMETRIX SDN BHD | STOR210855 | USA |  | HOSPIMETRIX SDN BHD |  |  | 0 | 0 | 0 | 0 |  |  |  |  | 2023-11-04 | KPJ Ipoh Specialist Hospital | 2 | [12 empty] | 2025-10-01 | 2026-04-01 | bar: APR; OCT
1135 | H07B101135 | 13215 | BEMS | B | - | ACT | C | H07 | BEMS | INFUSION PUMP | INFUSION PUMP | BA | WARD 5 | L02 | ISH/BE/01807 | 0 |  | 0 | HOSPITAL | 4730 | 0 | 0 | 0 | 0 | 0 | 0 | 0 | 0 | 0 | 0 | 2025-02-05 | 1900-01-01 | 1 | [8 empty] | WARD 5 |  |  |  | 0 | 0 | [12 empty] | admin | 2024-12-12 14:25 |  | TERUMO | TE*LM730A03 | 2003010026 | WARD 5 |  |  | 1 | B | 1 |  | SUMMIT COMPANY (MALAYSIA) SDN BHD | SUMMIT COMPANY (MALAYSIA) SDN BHD | STOR 211730 | JAPAN |  | PRINCIP ENGINEERING |  |  | 0 | 0 | 0 | 0 |  |  |  |  | 2023-03-05 | KPJ Ipoh Specialist Hospital | 1 | [12 empty] | 2025-05-01 | 2026-05-01 | bar: MAY
1136 | H07B101136 | 13215 | BEMS | B | - | ACT | C | H07 | BEMS | INFUSION PUMP | INFUSION PUMP | BA | WARD 5 | L02 | ISH/BE/01808 | 0 |  | 0 | HOSPITAL | 4730 | 0 | 0 | 0 | 0 | 0 | 0 | 0 | 0 | 0 | 0 | 2025-02-05 | 1900-01-01 | 1 | [8 empty] | WARD 5 |  |  |  | 0 | 0 | [12 empty] | admin | 2024-12-12 14:25 |  | TERUMO | TE*LM730A03 | 2003010027 | WARD 5 |  |  | 1 | B | 1 |  | SUMMIT COMPANY (MALAYSIA) SDN BHD | SUMMIT COMPANY (MALAYSIA) SDN BHD | STOR 211730 | JAPAN |  | PRINCIP ENGINEERING |  |  | 0 | 0 | 0 | 0 |  |  |  |  | 2023-03-05 | KPJ Ipoh Specialist Hospital | 1 | [12 empty] | 2025-05-01 | 2026-05-01 | bar: MAY
1137 | H07B101137 | 13217 | BEMS | B | - | ACT | C | H07 | BEMS | SYRINGE PUMP | SYRINGE PUMP | BA | WARD 5 | L02 | ISH/BE/01857 | 0 |  | 0 | HOSPITAL | 3680 | 0 | 0 | 0 | 0 | 0 | 0 | 0 | 0 | 0 | 0 | 2025-02-05 | 1900-01-01 | 1 | [8 empty] | WARD 5 |  |  |  | 0 | 0 | [12 empty] | admin | 2024-12-12 14:25 |  | TERUMO | TE*SS730N02 | 2111012078 | WARD 5 |  |  | 1 | B | 1 |  | SUMMIT COMPANY (MALAYSIA) SDN BHD | SUMMIT COMPANY (MALAYSIA) SDN BHD | STOR 211747 | JAPAN |  | PRINCIP ENGINEERING |  |  | 0 | 0 | 0 | 0 |  |  |  |  | 2023-03-05 | KPJ Ipoh Specialist Hospital | 1 | [12 empty] | 2025-05-01 | 2026-05-01 | bar: MAY
1138 | H07B101138 | 13460 | BEMS | B | - | ACT | N | H07 | BEMS | WEIGHING SCALES, CHAIR | WEIGHING SCALES, CHAIR | BA | WARD 5 | L02 | ISH/BE/01867 | 0 |  | 0 | HOSPITAL | 5350 | 0 | 0 | 0 | 0 | 0 | 0 | 0 | 0 | 0 | 0 | 2024-06-07 | 1900-01-01 | 1 | [8 empty] | WARD 5 |  |  |  | 0 | 0 | [12 empty] | admin | 2024-12-12 14:25 |  | SECA | SECA 952 | 10000000946927 | WARD 5 |  |  | 1 | B | 1 |  | HARMONI JAYA | HARMONI JAYA | STOR 210858 | USA |  | HARMONY JAYA |  |  | 0 | 0 | 0 | 0 |  |  |  |  | 2023-08-06 | KPJ Ipoh Specialist Hospital | 1 | [12 empty] | 2025-05-01 | 2026-05-01 | bar: MAY
1139 | H07B101139 | 12636 | BEMS | B | - | ACT | C | H07 | BEMS | VITAL SIGN MONITOR | VITAL SIGN MONITOR | BA | WARD 5 | L02 | ISH/BE/01946 | 0 |  | 0 | HOSPITAL | 6000 | 0 | 0 | 0 | 0 | 0 | 0 | 0 | 0 | 0 | 0 |  | 1900-01-01 | 1 | [8 empty] | WARD 5 |  |  |  | 0 | 0 | [12 empty] | admin | 2024-12-12 14:25 |  | NIHON KOHDEN | SVM-7260 | 01473 | WARD 5 |  |  | 1 | B | 1 |  | STAR MEDICAL SYSTEM (M) SDN BHD | STAR MEDICAL SYSTEM (M) SDN BHD |  | JAPAN |  | STAR MEDICAL SYSTEM (M) SDN BHD |  |  | 0 | 0 | 0 | 0 |  |  |  |  | 2023-10-26 | KPJ Ipoh Specialist Hospital | 2 | [12 empty] | 2025-10-01 | 2026-04-01 | bar: APR; OCT
1140 | H07B101140 | 12636 | BEMS | B | - | ACT | C | H07 | BEMS | VITAL SIGN MONITOR | VITAL SIGN MONITOR | BA | WARD 5 | L02 | ISH/BE/02003 | 0 |  | 0 | HOSPITAL | 6800 | 0 | 0 | 0 | 0 | 0 | 0 | 0 | 0 | 0 | 0 | 2026-05-11 | 1900-01-01 | 0 | [8 empty] | WARD 5 |  |  |  | 0 | 0 | [12 empty] | admin | 2024-12-12 14:25 |  | NIHON KOHDEN | SVM-7260 | 01676 | WARD 5 |  |  | 1 | B | 1 |  | STAR MEDICAL SYSTEMS (M) SDN BHD | STAR MEDICAL SYSTEMS (M) SDN BHD | STOR 224323 | JAPAN |  | STAR MEDICAL SYSTEM (M) SDN BHD |  |  | 0 | 0 | 0 | 0 |  |  |  |  | 2024-07-05 | KPJ Ipoh Specialist Hospital | 2 | [12 empty] | 2025-11-01 | 2026-05-01 | bar: MAY; NOV
1141 | H07B101141 | 11407 | BEMS | B | - | ACT | C | H07 | BEMS | ELECTROCARDIOGRAPH | ELECTROCARDIOGRAPH | BA | WARD 5 | L02 | ISH/BE/02061 | 0 |  | 0 | HOSPITAL | 22000 | 0 | 0 | 0 | 0 | 0 | 0 | 0 | 0 | 0 | 0 | 2027-09-19 | 1900-01-01 | 0 | [8 empty] | WARD 5 |  |  |  | 0 | 0 | [12 empty] | admin | 2024-12-12 14:25 |  | ADVANCED INSTRUMENTATIONS | ECG 12C | 361267-M24516040008 | WARD 5 |  |  | 1 | B | 1 |  | SUN MEDICAL SYSTEM SDN BHD | SUN MEDICAL SYSTEM SDN BHD | STOR 229261 | USA |  | SUN MEDICAL SYSTEM SDN. BHD |  |  | 0 | 0 | 0 | 0 |  |  |  |  | 2024-09-20 | KPJ Ipoh Specialist Hospital | 2 | [12 empty] | 2025-09-01 | 2026-03-01 | bar: MAR; SEP
1142 | H07B101142 | 13215 | BEMS | B | - | ACT | C | H07 | BEMS | INFUSION PUMP | INFUSION PUMP | BA | WARD 5 | L02 | ISH/BE/02098 | 0 |  | 0 | HOSPITAL | 4300 | 0 | 0 | 0 | 0 | 0 | 0 | 0 | 0 | 0 | 0 | 2026-11-25 | 1900-01-01 | 0 | [8 empty] | WARD 5 |  |  |  | 0 | 0 | [12 empty] | admin | 2024-12-12 14:25 |  | MEDCAPTAIN | HP-60 | 6012403002374 | WARD 5 |  |  | 1 | B | 1 |  | ONEHEART MEDIC MEDIC SDN BHD | ONEHEART MEDIC MEDIC SDN BHD | STOR 232823 (FA) | CHINA |  | ONEHEART MEDIC SDN BHD |  |  | 0 | 0 | 0 | 0 |  |  |  |  | 2024-11-26 | KPJ Ipoh Specialist Hospital | 2 | [12 empty] | 2025-11-01 | 2026-05-01 | bar: MAY; NOV
1143 | H07B101143 | - | BEMS | B | - | ACT | C | H07 | BEMS | APNEA MONITOR | APNEA MONITOR | BA | WARD 2 | L02 | ISH/BE/00166 | 0 |  |  | HOSPITAL | 0 | 0 | 0 | 0 | 0 | 0 | 0 | 0 | 0 | 0 | 0 |  | 1900-01-01 | 24 | [8 empty] | WARD 2 |  |  |  | 0 | 0 | [12 empty] | admin | 2024-12-12 14:25 |  | N/A | N/A | 72852 | WARD 2 |  |  | 1 | B | 1 |  | PRIMED MEDICAL SDN.BHD | PRIMED MEDICAL SDN.BHD | SMON011N01 | USA |  | PRINCIP ENGINEERING |  |  | 0 | 0 | 0 | 0 |  |  |  |  | 2000-03-24 | KPJ Ipoh Specialist Hospital | 1 | [12 empty] | 2025-04-01 | 2026-04-01 | bar: APR
1144 | H07B101144 | 13217 | BEMS | B | - | ACT | C | H07 | BEMS | SYRINGE PUMP | SYRINGE PUMP | BA | WARD 2 | L02 | ISH/BE/00168 | 0 |  |  | HOSPITAL | 2900 | 0 | 0 | 0 | 0 | 0 | 0 | 0 | 0 | 0 | 0 |  | 1900-01-01 | 22 | [8 empty] | WARD 2 |  |  |  | 0 | 0 | [12 empty] | admin | 2024-12-12 14:25 |  | TERUMO | TE311 | 2090099 | WARD 2 |  |  | 1 | B | 1 |  | JEBSEN & JESSEN TECHNOLOGY SDN BHD | JEBSEN & JESSEN TECHNOLOGY SDN BHD | SE P011TE31101 | JAPAN |  | PRINCIP ENGINEERING |  |  | 0 | 0 | 0 | 0 |  |  |  |  | 2002-11-27 | KPJ Ipoh Specialist Hospital | 1 | [12 empty] | 2025-06-01 | 2026-06-01 | bar: JUN
1145 | H07B101145 | 13217 | BEMS | B | - | ACT | C | H07 | BEMS | SYRINGE PUMP | SYRINGE PUMP | BA | WARD 2 | L02 | ISH/BE/00966 | 0 |  |  | HOSPITAL | 2950 | 0 | 0 | 0 | 0 | 0 | 0 | 0 | 0 | 0 | 0 | 2012-03-01 | 1900-01-01 | 13 | [8 empty] | WARD 2 |  |  |  | 0 | 0 | [12 empty] | admin | 2024-12-12 14:25 |  | TERUMO | TE-331 | 1012000039 | WARD 2 |  |  | 1 | B | 1 |  | SUMMIT COMPANY (M) SDN BHD | SUMMIT COMPANY (M) SDN BHD | SE P099TE-33109 | JAPAN |  | PRIDE OUTLET SDN BHD |  |  | 0 | 0 | 0 | 0 |  |  |  |  | 2011-03-28 | KPJ Ipoh Specialist Hospital | 1 | [12 empty] | 2025-06-01 | 2026-06-01 | bar: JUN
1146 | H07B101146 | 12113 | BEMS | B | - | CDM | C | H07 | BEMS | INCUBATORS | INCUBATORS | BA | WARD 2 | L02 | ISH/BE/01041 | 0 |  | 0 | HOSPITAL | 27000 | 0 | 0 | 0 | 0 | 0 | 0 | 0 | 0 | 0 | 0 | 2013-02-01 | 1900-01-01 | 12 | [8 empty] | WARD 2 |  |  |  | 0 | 0 | [12 empty] | admin | 2024-12-12 14:25 |  | DRAGER | C2000 | KG25603 | WARD 2 |  |  | 1 | B | 1 |  | BEAU CONSORTIUM SDN BHD | BEAU CONSORTIUM SDN BHD | STOR 91941 (FA) | GERMANY |  | DREAGER MALAYSIA SDN BHD |  |  | 0 | 0 | 0 | 0 |  |  |  |  | 2012-02-15 | KPJ Ipoh Specialist Hospital
1147 | H07B101147 | 17148 | BEMS | B | - | CDM | C | H07 | BEMS | OXIMETERS, PULSE | OXIMETERS, PULSE | BA | WARD 2 | L02 | ISH/BE/01166 | 0 |  | 0 | HOSPITAL | 3200 | 0 | 0 | 0 | 0 | 0 | 0 | 0 | 0 | 0 | 0 | 2015-06-01 | 1900-01-01 | 10 | [8 empty] | WARD 2 |  |  |  | 0 | 0 | [12 empty] | admin | 2024-12-12 14:25 |  | PHILIPS | 863264 | NB 12703695 | WARD 2 |  |  | 1 | B | 1 |  | SUP100018 | IDS MEDICAL SYSTEM (M) SDN BHD | STOR 113366 (FA) | GERMANY |  | PRINCIP ENGINEERING |  |  | 0 | 0 | 0 | 0 |  |  |  |  | 2014-06-05 | KPJ Ipoh Specialist Hospital
1148 | H07B101148 | 17148 | BEMS | B | - | ACT | C | H07 | BEMS | OXIMETERS, PULSE | OXIMETERS, PULSE | BA | WARD 2 | L02 | ISH/BE/01167 | 0 |  |  | HOSPITAL | 3200 | 0 | 0 | 0 | 0 | 0 | 0 | 0 | 0 | 0 | 0 | 2015-06-01 | 1900-01-01 | 10 | [8 empty] | WARD 2 |  |  |  | 0 | 0 | [12 empty] | admin | 2024-12-12 14:25 |  | PHILIPS | 863264 | NB 12703707 | WARD 2 |  |  | 1 | B | 1 |  | SUP100018 | IDS MEDICAL SYSTEM (M) SDN BHD | STOR 113366 (FA) | GERMANY |  | PRINCIP ENGINEERING |  |  | 0 | 0 | 0 | 0 |  |  |  |  | 2014-06-05 | KPJ Ipoh Specialist Hospital | 1 | [12 empty] | 2025-03-01 | 2026-03-01 | bar: MAR
1149 | H07B101149 | 17148 | BEMS | B | - | ACT | C | H07 | BEMS | OXIMETERS, PULSE | OXIMETERS, PULSE | BA | WARD 2 | L02 | ISH/BE/01168 | 0 |  |  | HOSPITAL | 3200 | 0 | 0 | 0 | 0 | 0 | 0 | 0 | 0 | 0 | 0 | 2015-06-01 | 1900-01-01 | 10 | [8 empty] | WARD 2 |  |  |  | 0 | 0 | [12 empty] | admin | 2024-12-12 14:25 |  | PHILIPS | 863264 | NB 12703696 | WARD 2 |  |  | 1 | B | 1 |  | SUP100018 | IDS MEDICAL SYSTEM (M) SDN BHD | STOR 113366 (FA) | GERMANY |  | PRINCIP ENGINEERING |  |  | 0 | 0 | 0 | 0 |  |  |  |  | 2014-06-05 | KPJ Ipoh Specialist Hospital | 1 | [12 empty] | 2025-03-01 | 2026-03-01 | bar: MAR
1150 | H07B101150 | 13037 | BEMS | B | - | ACT | N | H07 | BEMS | PHOTOTHERAPY UNIT | PHOTOTHERAPY UNIT | BA | WARD 2 | L02 | ISH/BE/01190 | 0 |  |  | HOSPITAL | 8600 | 0 | 0 | 0 | 0 | 0 | 0 | 0 | 0 | 0 | 0 | 2016-09-01 | 1900-01-01 | 10 | [8 empty] | WARD 2 |  |  |  | 0 | 0 | [12 empty] | admin | 2024-12-12 14:25 |  | GE | EQ LULLABY LED | SGT14326048PA | WARD 2 |  |  | 1 | B | 1 |  | EXPERT HEALTHCARE SDN BHD | EXPERT HEALTHCARE SDN BHD | STOR 117076(FA) | GERMANY |  | PRINCIP ENGINEERING |  |  | 0 | 0 | 0 | 0 |  |  |  |  | 2014-10-01 | KPJ Ipoh Specialist Hospital | 1 | [12 empty] | 2025-05-01 | 2026-05-01 | bar: MAY
1151 | H07B101151 | 13037 | BEMS | B | - | ACT | N | H07 | BEMS | PHOTOTHERAPY UNIT | PHOTOTHERAPY UNIT | BA | WARD 2 | L02 | ISH/BE/01191 | 0 |  |  | HOSPITAL | 8600 | 0 | 0 | 0 | 0 | 0 | 0 | 0 | 0 | 0 | 0 | 2016-09-01 | 1900-01-01 | 10 | [8 empty] | WARD 2 |  |  |  | 0 | 0 | [12 empty] | admin | 2024-12-12 14:25 |  | GE | EQ LULLABY LED | SGT14326050PA | WARD 2 |  |  | 1 | B | 1 |  | EXPERT HEALTHCARE SDN BHD | EXPERT HEALTHCARE SDN BHD | SHER111E11 | GERMANY |  | PRINCIP ENGINEERING |  |  | 0 | 0 | 0 | 0 |  |  |  |  | 2014-10-01 | KPJ Ipoh Specialist Hospital | 1 | [12 empty] | 2025-05-01 | 2026-05-01 | bar: MAY
1152 | H07B101152 | 13215 | BEMS | B | - | ACT | C | H07 | BEMS | INFUSION PUMP | INFUSION PUMP | BA | WARD 2 | L02 | ISH/BE/01368 | 0 |  |  | HOSPITAL | 3900 | 0 | 0 | 0 | 0 | 0 | 0 | 0 | 0 | 0 | 0 | 2018-04-01 | 1900-01-01 | 8 | [8 empty] | WARD 2 |  |  |  | 0 | 0 | [12 empty] | admin | 2024-12-12 14:25 |  | TERUMO | TE*135NW2 | 1507000004 | WARD 2 |  |  | 1 | B | 1 |  | SUMMIT COMPANY (M) SDN BHD | SUMMIT COMPANY (M) SDN BHD | SON 133TE*135NW213 | JAPAN |  | PRINCIP ENGINEERING |  |  | 0 | 0 | 0 | 0 |  |  |  |  | 2016-04-14 | KPJ Ipoh Specialist Hospital | 1 | [12 empty] | 2025-06-01 | 2026-06-01 | bar: JUN
1153 | H07B101153 | 13215 | BEMS | B | - | ACT | C | H07 | BEMS | INFUSION PUMP | INFUSION PUMP | BA | WARD 2 | L02 | ISH/BE/01369 | 0 |  |  | HOSPITAL | 3900 | 0 | 0 | 0 | 0 | 0 | 0 | 0 | 0 | 0 | 0 | 2018-04-01 | 1900-01-01 | 8 | [8 empty] | WARD 2 |  |  |  | 0 | 0 | [12 empty] | admin | 2024-12-12 14:25 |  | TERUMO | TE*135NW2 | 1507000006 | WARD 2 |  |  | 1 | B | 1 |  | SUMMIT COMPANY (M) SDN BHD | SUMMIT COMPANY (M) SDN BHD | SON 133TE*135NW213 | JAPAN |  | PRINCIP ENGINEERING |  |  | 0 | 0 | 0 | 0 |  |  |  |  | 2016-04-14 | KPJ Ipoh Specialist Hospital | 1 | [12 empty] | 2025-06-01 | 2026-06-01 | bar: JUN
1154 | H07B101154 | 13215 | BEMS | B | - | ACT | C | H07 | BEMS | INFUSION PUMP | INFUSION PUMP | BA | WARD 2 | L02 | ISH/BE/01370 | 0 |  |  | HOSPITAL | 3900 | 0 | 0 | 0 | 0 | 0 | 0 | 0 | 0 | 0 | 0 | 2018-04-01 | 1900-01-01 | 8 | [8 empty] | WARD 2 |  |  |  | 0 | 0 | [12 empty] | admin | 2024-12-12 14:25 |  | TERUMO | TE*135NW2 | 1507000005 | WARD 2 |  |  | 1 | B | 1 |  | SUMMIT COMPANY (M) SDN BHD | SUMMIT COMPANY (M) SDN BHD | SON 133TE*135NW213 | JAPAN |  | PRINCIP ENGINEERING |  |  | 0 | 0 | 0 | 0 |  |  |  |  | 2016-04-14 | KPJ Ipoh Specialist Hospital | 1 | [12 empty] | 2025-03-01 | 2026-03-01 | bar: MAR
1155 | H07B101155 | 13215 | BEMS | B | - | ACT | C | H07 | BEMS | INFUSION PUMP | INFUSION PUMP | BA | WARD 2 | L02 | ISH/BE/01375 | 0 |  |  | HOSPITAL | 3900 | 0 | 0 | 0 | 0 | 0 | 0 | 0 | 0 | 0 | 0 | 2018-04-01 | 1900-01-01 | 8 | [8 empty] | WARD 2 |  |  |  | 0 | 0 | [12 empty] | admin | 2024-12-12 14:25 |  | TERUMO | TE*135NW2 | 1507000002 | WARD 2 |  |  | 1 | B | 1 |  | SUMMIT COMPANY (M) SDN BHD | SUMMIT COMPANY (M) SDN BHD | SON 133TE*135NW213 | JAPAN |  | PRINCIP ENGINEERING |  |  | 0 | 0 | 0 | 0 |  |  |  |  | 2016-04-14 | KPJ Ipoh Specialist Hospital | 1 | [12 empty] | 2025-11-01 | 2026-11-01 | bar: NOV
1156 | H07B101156 | 13215 | BEMS | B | - | ACT | C | H07 | BEMS | INFUSION PUMP | INFUSION PUMP | BA | WARD 2 | L02 | ISH/BE/01376 | 0 |  |  | HOSPITAL | 3900 | 0 | 0 | 0 | 0 | 0 | 0 | 0 | 0 | 0 | 0 | 2018-04-01 | 1900-01-01 | 8 | [8 empty] | WARD 2 |  |  |  | 0 | 0 | [12 empty] | admin | 2024-12-12 14:25 |  | TERUMO | TE*135NW2 | 1507000003 | WARD 2 |  |  | 1 | B | 1 |  | SUMMIT COMPANY (M) SDN BHD | SUMMIT COMPANY (M) SDN BHD | SON 133TE*135NW213 | JAPAN |  | PRINCIP ENGINEERING |  |  | 0 | 0 | 0 | 0 |  |  |  |  | 2016-04-14 | KPJ Ipoh Specialist Hospital | 1 | [12 empty] | 2025-06-01 | 2026-06-01 | bar: JUN
1157 | H07B101157 | 13037 | BEMS | B | - | ACT | N | H07 | BEMS | PHOTOTHERAPY UNIT | PHOTOTHERAPY UNIT | BA | WARD 2 | L02 | ISH/BE/01535 | 0 |  |  | HOSPITAL | 9000 | 0 | 0 | 0 | 0 | 0 | 0 | 0 | 0 | 0 | 0 | 2019-08-01 | 1900-01-01 | 7 | [8 empty] | WARD 2 |  |  |  | 0 | 0 | [12 empty] | admin | 2024-12-12 14:25 |  | GE | EQ LULLABY LED | SGT16470010PA | WARD 2 |  |  | 1 | B | 1 |  | EXPERT HEALTHCARE SDN BHD | EXPERT HEALTHCARE SDN BHD | SHER155E15 | GERMANY |  | PRINCIP ENGINEERING |  |  | 0 | 0 | 0 | 0 |  |  |  |  | 2017-08-28 | KPJ Ipoh Specialist Hospital | 1 | [12 empty] | 2025-05-01 | 2026-05-01 | bar: MAY
1158 | H07B101158 | 13037 | BEMS | B | - | ACT | N | H07 | BEMS | PHOTOTHERAPY UNIT | PHOTOTHERAPY UNIT | BA | WARD 2 | L02 | ISH/BE/01541 | 0 |  |  | HOSPITAL | 9000 | 0 | 0 | 0 | 0 | 0 | 0 | 0 | 0 | 0 | 0 | 2019-09-01 | 1900-01-01 | 7 | [8 empty] | WARD 2 |  |  |  | 0 | 0 | [12 empty] | admin | 2024-12-12 14:25 |  | GE | EQ LULLABY LED | SGT17230040PA | WARD 2 |  |  | 1 | B | 1 |  | EXPERT HEALTHCARE SDN BHD | EXPERT HEALTHCARE SDN BHD | SHER155E15 | GERMANY |  | PRINCIP ENGINEERING |  |  | 0 | 0 | 0 | 0 |  |  |  |  | 2017-09-21 | KPJ Ipoh Specialist Hospital | 1 | [12 empty] | 2025-04-01 | 2026-04-01 | bar: APR
1159 | H07B101159 | 13037 | BEMS | B | - | ACT | N | H07 | BEMS | PHOTOTHERAPY UNIT | PHOTOTHERAPY UNIT | BA | WARD 2 | L02 | ISH/BE/01542 | 0 |  |  | HOSPITAL | 9000 | 0 | 0 | 0 | 0 | 0 | 0 | 0 | 0 | 0 | 0 | 2019-09-01 | 1900-01-01 | 7 | [8 empty] | WARD 2 |  |  |  | 0 | 0 | [12 empty] | admin | 2024-12-12 14:25 |  | GE | EQ LULLABY LED | SGT17240010PA | WARD 2 |  |  | 1 | B | 1 |  | EXPERT HEALTHCARE SDN BHD | EXPERT HEALTHCARE SDN BHD | SHER155E15 | GERMANY |  | PRINCIP ENGINEERING |  |  | 0 | 0 | 0 | 0 |  |  |  |  | 2017-09-21 | KPJ Ipoh Specialist Hospital | 1 | [12 empty] | 2025-05-01 | 2026-05-01 | bar: MAY
1160 | H07B101160 | 12636 | BEMS | B | - | ACT | C | H07 | BEMS | VITAL SIGN MONITOR | VITAL SIGN MONITOR | BA | WARD 2 | L02 | ISH/BE/01669 | 0 |  |  | HOSPITAL | 6800 | 0 | 0 | 0 | 0 | 0 | 0 | 0 | 0 | 0 | 0 | 2025-01-01 | 1900-01-01 | 2 | [8 empty] | WARD 2 |  |  |  | 0 | 0 | [12 empty] | admin | 2024-12-12 14:25 |  | MINDRAY | VS 8 | AS5-19000245 | WARD 2 |  |  | 1 | B | 1 |  | LIFETRONIC SDN BHD | LIFETRONIC SDN BHD | STOR 98454 | CHINA |  | LIFETRONIC SDN BHD |  |  | 0 | 0 | 0 | 0 |  |  |  |  | 2022-01-13 | KPJ Ipoh Specialist Hospital | 2 | [12 empty] | 2025-07-01 | 2026-01-01 | bar: JAN; JUL
1161 | H07B101161 | 13215 | BEMS | B | - | ACT | C | H07 | BEMS | INFUSION PUMP | INFUSION PUMP | BA | WARD 2 | L02 | ISH/BE/01683 | 0 |  |  | HOSPITAL | 4270 | 0 | 0 | 0 | 0 | 0 | 0 | 0 | 0 | 0 | 0 | 2024-04-12 | 1900-01-01 | 2 | [8 empty] | WARD 2 |  |  |  | 0 | 0 | [12 empty] | admin | 2024-12-12 14:25 |  | TERUMO | TE*LM730A02 | 2109012012 | WARD 2 |  |  | 1 | B | 1 |  | SUMMIT COMPANY (M) SDN BHD | SUMMIT COMPANY (M) SDN BHD |  | JAPAN |  | PRINCIP ENGINEERING |  |  | 0 | 0 | 0 | 0 |  |  |  |  | 2022-04-13 | KPJ Ipoh Specialist Hospital | 1 | [12 empty] | 2025-04-01 | 2026-04-01 | bar: APR
1162 | H07B101162 | 12636 | BEMS | B | - | ACT | C | H07 | BEMS | VITAL SIGN MONITOR | VITAL SIGN MONITOR | BA | WARD 2 | L02 | ISH/BE/01700 | 0 |  |  | HOSPITAL | 6800 | 0 | 0 | 0 | 0 | 0 | 0 | 0 | 0 | 0 | 0 | 2025-08-01 | 1900-01-01 | 2 | [8 empty] | WARD 2 |  |  |  | 0 | 0 | [12 empty] | admin | 2024-12-12 14:25 |  | MINDRAY | VS 8 | AS5-24001349 | WARD 2 |  |  | 1 | B | 1 |  | LIFETRONIC SDN BHD | LIFETRONIC SDN BHD | STOR 204531 | CHINA |  | LIFETRONIC SDN BHD |  |  | 0 | 0 | 0 | 0 |  |  |  |  | 2022-08-18 | KPJ Ipoh Specialist Hospital | 2 | [12 empty] | 2025-08-01 | 2026-02-01 | bar: FEB; AUG
1163 | H07B101163 | 13217 | BEMS | B | - | ACT | C | H07 | BEMS | SYRINGE PUMP | SYRINGE PUMP | BA | WARD 2 | L02 | ISH/BE/01707 | 0 |  |  | HOSPITAL | 3450 | 0 | 0 | 0 | 0 | 0 | 0 | 0 | 0 | 0 | 0 | 2024-08-01 | 1900-01-01 | 2 | [8 empty] | WARD 2 |  |  |  | 0 | 0 | [12 empty] | admin | 2024-12-12 14:25 |  | TERUMO | TE*SS730N02 | 2109012147 | WARD 2 |  |  | 1 | B | 1 |  | SUMMIT COMPANY (M) SDN BHD | SUMMIT COMPANY (M) SDN BHD | STOR 204569 | JAPAN |  | PRINCIP ENGINEERING |  |  | 0 | 0 | 0 | 0 |  |  |  |  | 2022-08-30 | KPJ Ipoh Specialist Hospital | 1 | [12 empty] | 2025-01-01 | 2026-01-01 | bar: JAN
1164 | H07B101164 | 13217 | BEMS | B | - | ACT | C | H07 | BEMS | SYRINGE PUMP | SYRINGE PUMP | BA | WARD 2 | L02 | ISH/BE/01708 | 0 |  |  | HOSPITAL | 3450 | 0 | 0 | 0 | 0 | 0 | 0 | 0 | 0 | 0 | 0 | 2024-08-01 | 1900-01-01 | 2 | [8 empty] | WARD 2 |  |  |  | 0 | 0 | [12 empty] | admin | 2024-12-12 14:25 |  | TERUMO | TE*SS730N02 | 2109012148 | WARD 2 |  |  | 1 | B | 1 |  | SUMMIT COMPANY (M) SDN BHD | SUMMIT COMPANY (M) SDN BHD | STOR 204569 | JAPAN |  | PRINCIP ENGINEERING |  |  | 0 | 0 | 0 | 0 |  |  |  |  | 2022-08-30 | KPJ Ipoh Specialist Hospital | 1 | [12 empty] | 2025-01-01 | 2026-01-01 | bar: JAN
1165 | H07B101165 | 13215 | BEMS | B | - | ACT | C | H07 | BEMS | INFUSION PUMP | INFUSION PUMP | BA | WARD 2 | L02 | ISH/BE/01726 | 0 |  |  | HOSPITAL | 4350 | 0 | 0 | 0 | 0 | 0 | 0 | 0 | 0 | 0 | 0 | 2024-11-01 | 1900-01-01 | 2 | [8 empty] | WARD 2 |  |  |  | 0 | 0 | [12 empty] | admin | 2024-12-12 14:25 |  | TERUMO | TE*LM730A03 | 2003010013 | WARD 2 |  |  | 1 | B | 1 |  | SUMMIT COMPANY (M) SDN BHD | SUMMIT COMPANY (M) SDN BHD | STOR 206031 | JAPAN |  | PRINCIP ENGINEERING |  |  | 0 | 0 | 0 | 0 |  |  |  |  | 2022-11-17 | KPJ Ipoh Specialist Hospital | 1 | [12 empty] | 2025-05-01 | 2026-05-01 | bar: MAY
1166 | H07B101166 | 13215 | BEMS | B | - | ACT | C | H07 | BEMS | INFUSION PUMP | INFUSION PUMP | BA | WARD 2 | L02 | ISH/BE/01727 | 0 |  |  | HOSPITAL | 4350 | 0 | 0 | 0 | 0 | 0 | 0 | 0 | 0 | 0 | 0 | 2024-11-01 | 1900-01-01 | 2 | [8 empty] | WARD 2 |  |  |  | 0 | 0 | [12 empty] | admin | 2024-12-12 14:25 |  | TERUMO | TE*LM730A03 | 2003010014 | WARD 2 |  |  | 1 | B | 1 |  | SUMMIT COMPANY (M) SDN BHD | SUMMIT COMPANY (M) SDN BHD | STOR 206031 | JAPAN |  | PRINCIP ENGINEERING |  |  | 0 | 0 | 0 | 0 |  |  |  |  | 2022-11-17 | KPJ Ipoh Specialist Hospital | 1 | [12 empty] | 2025-05-01 | 2026-05-01 | bar: MAY
1167 | H07B101167 | 13215 | BEMS | B | - | ACT | C | H07 | BEMS | INFUSION PUMP | INFUSION PUMP | BA | WARD 2 | L02 | ISH/BE/01728 | 0 |  |  | HOSPITAL | 4350 | 0 | 0 | 0 | 0 | 0 | 0 | 0 | 0 | 0 | 0 | 2024-11-01 | 1900-01-01 | 2 | [8 empty] | WARD 2 |  |  |  | 0 | 0 | [12 empty] | admin | 2024-12-12 14:25 |  | TERUMO | TE*LM730A03 | 2003010015 | WARD 2 |  |  | 1 | B | 1 |  | SUMMIT COMPANY (M) SDN BHD | SUMMIT COMPANY (M) SDN BHD | STOR 206031 | JAPAN |  | PRINCIP ENGINEERING |  |  | 0 | 0 | 0 | 0 |  |  |  |  | 2022-11-17 | KPJ Ipoh Specialist Hospital | 1 | [12 empty] | 2025-05-01 | 2026-05-01 | bar: MAY
1168 | H07B101168 | 13215 | BEMS | B | - | ACT | C | H07 | BEMS | INFUSION PUMP | INFUSION PUMP | BA | WARD 2 | L02 | ISH/BE/01729 | 0 |  |  | HOSPITAL | 4350 | 0 | 0 | 0 | 0 | 0 | 0 | 0 | 0 | 0 | 0 | 2024-11-01 | 1900-01-01 | 2 | [8 empty] | WARD 2 |  |  |  | 0 | 0 | [12 empty] | admin | 2024-12-12 14:25 |  | TERUMO | TE*LM730A03 | 2003010016 | WARD 2 |  |  | 1 | B | 1 |  | SUMMIT COMPANY (M) SDN BHD | SUMMIT COMPANY (M) SDN BHD | STOR 206031 | JAPAN |  | PRINCIP ENGINEERING |  |  | 0 | 0 | 0 | 0 |  |  |  |  | 2022-11-17 | KPJ Ipoh Specialist Hospital | 1 | [12 empty] | 2025-05-01 | 2026-05-01 | bar: MAY
1169 | H07B101169 | 13215 | BEMS | B | - | ACT | C | H07 | BEMS | INFUSION PUMP | INFUSION PUMP | BA | WARD 2 | L02 | ISH/BE/01730 | 0 |  |  | HOSPITAL | 4350 | 0 | 0 | 0 | 0 | 0 | 0 | 0 | 0 | 0 | 0 | 2024-11-01 | 1900-01-01 | 2 | [8 empty] | WARD 2 |  |  |  | 0 | 0 | [12 empty] | admin | 2024-12-12 14:25 |  | TERUMO | TE*LM730A03 | 2003010018 | WARD 2 |  |  | 1 | B | 1 |  | SUMMIT COMPANY (M) SDN BHD | SUMMIT COMPANY (M) SDN BHD | STOR 206031 | JAPAN |  | PRINCIP ENGINEERING |  |  | 0 | 0 | 0 | 0 |  |  |  |  | 2022-11-17 | KPJ Ipoh Specialist Hospital | 1 | [12 empty] | 2025-05-01 | 2026-05-01 | bar: MAY
1170 | H07B101170 | 17116 | BEMS | B | - | ACT | C | H07 | BEMS | DEFIBRILLATOR | DEFIBRILLATOR | BA | WARD 2 | L02 | ISH/BE/01738 | 0 |  |  | HOSPITAL | 19800 | 0 | 0 | 0 | 0 | 0 | 0 | 0 | 0 | 0 | 0 | 2023-12-01 | 1900-01-01 | 2 | [8 empty] | WARD 2 |  |  |  | 0 | 0 | [12 empty] | admin | 2024-12-12 14:25 |  | PHILIPS HEALTHCARE | EFICIA DFM100 | CN32673200 | WARD 2 |  |  | 1 | B | 1 |  | UMEDIC HEALTHCARE SDN BHD | UMEDIC HEALTHCARE SDN BHD | STOR 204567 | CHINA |  | UMEDIC HEALTHCARE SDN BHD |  |  | 0 | 0 | 0 | 0 |  |  |  |  | 2022-07-12 | KPJ Ipoh Specialist Hospital | 2 | [12 empty] | 2025-12-01 | 2026-06-01 | bar: JUN; DEC
1171 | H07B101171 | 10485 | BEMS | B | - | ACT | C | H07 | BEMS | BREAST PUMP | BREAST PUMP | BA | WARD 2 | L02 | ISH/BE/01784 | 0 |  |  | HOSPITAL | 16500 | 0 | 0 | 0 | 0 | 0 | 0 | 0 | 0 | 0 | 0 |  | 1900-01-01 | 0 | [8 empty] | WARD 2 |  |  |  | 0 | 0 | [12 empty] | admin | 2024-12-12 14:25 |  | MEDELA AG | SYMPHONY | 2016492 | WARD 2 |  |  | 1 | B | 1 |  | PRINCIP ENGINEEERING | PRINCIP ENGINEEERING | STOR 210853 | SWITZERLAND |  | PRINCIP ENGINEERING |  |  | 0 | 0 | 0 | 0 |  |  |  |  | 2023-03-23 | KPJ Ipoh Specialist Hospital | 1 | [12 empty] | 2025-03-01 | 2026-03-01 | bar: MAR
1172 | H07B101172 | 17148 | BEMS | B | - | ACT | C | H07 | BEMS | OXIMETERS, PULSE | OXIMETERS, PULSE | BA | WARD 2 | L02 | ISH/BE/01793 | 0 |  |  | HOSPITAL | 8000 | 0 | 0 | 0 | 0 | 0 | 0 | 0 | 0 | 0 | 0 | 2025-04-10 | 1900-01-01 | 1 | [8 empty] | WARD 2 |  |  |  | 0 | 0 | [12 empty] | admin | 2024-12-12 14:25 |  | MASIMO | RADICAL7TM TOUCH SCREEN HANDHELD | 1000290312 (357004) | WARD 2 |  |  | 1 | B | 1 |  | HOSPIMETRIX SDN BHD | HOSPIMETRIX SDN BHD | STOR210855 | USA |  | HOSPIMETRIX SDN BHD |  |  | 0 | 0 | 0 | 0 |  |  |  |  | 2023-11-04 | KPJ Ipoh Specialist Hospital | 2 | [12 empty] | 2025-10-01 | 2026-04-01 | bar: APR; OCT
1173 | H07B101173 | 13217 | BEMS | B | - | ACT | C | H07 | BEMS | SYRINGE PUMP | SYRINGE PUMP | BA | WARD 2 | L02 | ISH/BE/01838 | 0 |  |  | HOSPITAL | 3680 | 0 | 0 | 0 | 0 | 0 | 0 | 0 | 0 | 0 | 0 | 2025-02-05 | 1900-01-01 | 1 | [8 empty] | WARD 2 |  |  |  | 0 | 0 | [12 empty] | admin | 2024-12-12 14:25 |  | TERUMO | TE*SS730N02 | 2111012059 | WARD 2 |  |  | 1 | B | 1 |  | SUMMIT COMPANY (MALAYSIA) SDN BHD | SUMMIT COMPANY (MALAYSIA) SDN BHD | STOR 211747 | JAPAN |  | PRINCIP ENGINEERING |  |  | 0 | 0 | 0 | 0 |  |  |  |  | 2023-03-05 | KPJ Ipoh Specialist Hospital | 1 | [12 empty] | 2025-05-01 | 2026-05-01 | bar: MAY
1174 | H07B101174 | 13217 | BEMS | B | - | ACT | C | H07 | BEMS | SYRINGE PUMP | SYRINGE PUMP | BA | WARD 2 | L02 | ISH/BE/01839 | 0 |  |  | HOSPITAL | 3680 | 0 | 0 | 0 | 0 | 0 | 0 | 0 | 0 | 0 | 0 | 2025-02-05 | 1900-01-01 | 1 | [8 empty] | WARD 2 |  |  |  | 0 | 0 | [12 empty] | admin | 2024-12-12 14:25 |  | TERUMO | TE*SS730N02 | 2111012060 | WARD 2 |  |  | 1 | B | 1 |  | SUMMIT COMPANY (MALAYSIA) SDN BHD | SUMMIT COMPANY (MALAYSIA) SDN BHD | STOR 211747 | JAPAN |  | PRINCIP ENGINEERING |  |  | 0 | 0 | 0 | 0 |  |  |  |  | 2023-03-05 | KPJ Ipoh Specialist Hospital | 1 | [12 empty] | 2025-05-01 | 2026-05-01 | bar: MAY
1175 | H07B101175 | 13217 | BEMS | B | - | ACT | C | H07 | BEMS | SYRINGE PUMP | SYRINGE PUMP | BA | WARD 2 | L02 | ISH/BE/01840 | 0 |  |  | HOSPITAL | 3680 | 0 | 0 | 0 | 0 | 0 | 0 | 0 | 0 | 0 | 0 | 2025-02-05 | 1900-01-01 | 1 | [8 empty] | WARD 2 |  |  |  | 0 | 0 | [12 empty] | admin | 2024-12-12 14:25 |  | TERUMO | TE*SS730N02 | 2111012061 | WARD 2 |  |  | 1 | B | 1 |  | SUMMIT COMPANY (MALAYSIA) SDN BHD | SUMMIT COMPANY (MALAYSIA) SDN BHD | STOR 211747 | JAPAN |  | PRINCIP ENGINEERING |  |  | 0 | 0 | 0 | 0 |  |  |  |  | 2023-03-05 | KPJ Ipoh Specialist Hospital | 1 | [12 empty] | 2025-05-01 | 2026-05-01 | bar: MAY
1176 | H07B101176 | 13217 | BEMS | B | - | ACT | C | H07 | BEMS | SYRINGE PUMP | SYRINGE PUMP | BA | WARD 2 | L02 | ISH/BE/01841 | 0 |  |  | HOSPITAL | 3680 | 0 | 0 | 0 | 0 | 0 | 0 | 0 | 0 | 0 | 0 | 2025-02-05 | 1900-01-01 | 1 | [8 empty] | WARD 2 |  |  |  | 0 | 0 | [12 empty] | admin | 2024-12-12 14:25 |  | TERUMO | TE*SS730N02 | 2111012062 | WARD 2 |  |  | 1 | B | 1 |  | SUMMIT COMPANY (MALAYSIA) SDN BHD | SUMMIT COMPANY (MALAYSIA) SDN BHD | STOR 211747 | JAPAN |  | PRINCIP ENGINEERING |  |  | 0 | 0 | 0 | 0 |  |  |  |  | 2023-03-05 | KPJ Ipoh Specialist Hospital | 1 | [12 empty] | 2025-05-01 | 2026-05-01 | bar: MAY
1177 | H07B101177 | 13217 | BEMS | B | - | ACT | C | H07 | BEMS | SYRINGE PUMP | SYRINGE PUMP | BA | WARD 2 | L02 | ISH/BE/01842 | 0 |  |  | HOSPITAL | 3680 | 0 | 0 | 0 | 0 | 0 | 0 | 0 | 0 | 0 | 0 | 2025-02-05 | 1900-01-01 | 1 | [8 empty] | WARD 2 |  |  |  | 0 | 0 | [12 empty] | admin | 2024-12-12 14:25 |  | TERUMO | TE*SS730N02 | 2111012063 | WARD 2 |  |  | 1 | B | 1 |  | SUMMIT COMPANY (MALAYSIA) SDN BHD | SUMMIT COMPANY (MALAYSIA) SDN BHD | STOR 211747 | JAPAN |  | PRINCIP ENGINEERING |  |  | 0 | 0 | 0 | 0 |  |  |  |  | 2023-03-05 | KPJ Ipoh Specialist Hospital | 1 | [12 empty] | 2025-05-01 | 2026-05-01 | bar: MAY
1178 | H07B101178 | 13461 | BEMS | B | - | ACT | N | H07 | BEMS | WEIGHING SCALES | WEIGHING SCALES | BA | WARD 2 | L02 | ISH/BE/02028 | 0 |  |  | HOSPITAL | 3600 | 0 | 0 | 0 | 0 | 0 | 0 | 0 | 0 | 0 | 0 | 2029-07-25 | 1900-01-01 | 0 | [8 empty] | WARD 2 |  |  |  | 0 | 0 | [12 empty] | admin | 2024-12-12 14:25 |  | MARSDEN | M-125 | 22401326 | WARD 2 |  |  | 1 | B | 1 |  | SUP100026 | PRINCIP ENGINEERING | STOR 228136 | UK |  | PRINCIP ENGINEERING |  |  | 0 | 0 | 0 | 0 |  |  |  |  | 2024-07-26 | KPJ Ipoh Specialist Hospital | 1 | [12 empty] | 2025-07-01 | 2026-07-01 | bar: JUL
1179 | H07B101179 | 13462 | BEMS | B | - | ACT | N | H07 | BEMS | WEIGHING SCALES, BABY | WEIGHING SCALES, BABY | BA | WARD 2 | L02 | ISH/BE/02037 | 0 |  |  | HOSPITAL | 4600 | 0 | 0 | 0 | 0 | 0 | 0 | 0 | 0 | 0 | 0 | 2029-08-25 | 1900-01-01 | 0 | [8 empty] | WARD 2 |  |  |  | 0 | 0 | [12 empty] | admin | 2024-12-12 14:25 |  | MARSDEN | M-400-80D | 22405271 | WARD 2 |  |  | 1 | B | 1 |  | SUP100026 | PRINCIP ENGINEERING | STOR 229912 (FA) | UK |  | PRINCIP ENGINEERING |  |  | 0 | 0 | 0 | 0 |  |  |  |  | 2024-08-26 | KPJ Ipoh Specialist Hospital | 1 | [12 empty] | 2025-08-01 | 2026-08-01 | bar: AUG
1180 | H07B101180 | 10208 | BEMS | B | - | ACT | N | H07 | BEMS | ASPIRATOR | ASPIRATOR | BA | WARD 2 | L02 | ISH/BE/02043 | 0 |  |  | HOSPITAL | 1400 | 0 | 0 | 0 | 0 | 0 | 0 | 0 | 0 | 0 | 0 | 2025-09-04 | 1900-01-01 | 0 | [8 empty] | WARD 2 |  |  |  | 0 | 0 | [12 empty] | admin | 2024-12-12 14:25 |  | CA-MI | NEW ASKIR 30 PROXIMITY | 8446 | WARD 2 |  |  | 1 | B | 1 |  | SUP100026 | PRINCIP ENGINEERING | STOR 229889 | ITALY |  | PRINCIP ENGINEERING |  |  | 0 | 0 | 0 | 0 |  |  |  |  | 2024-09-05 | KPJ Ipoh Specialist Hospital | 1 | [12 empty] | 2025-09-01 | 2026-09-01 | bar: SEP
1181 | H07B101181 | 13215 | BEMS | B | - | ACT | C | H07 | BEMS | INFUSION PUMP | INFUSION PUMP | BA | WARD 2 | L02 | ISH/BE/02096 | 0 |  |  | HOSPITAL | 4300 | 0 | 0 | 0 | 0 | 0 | 0 | 0 | 0 | 0 | 0 | 2026-11-25 | 1900-01-01 | 0 | [8 empty] | WARD 2 |  |  |  | 0 | 0 | [12 empty] | admin | 2024-12-12 14:25 |  | MEDCAPTAIN | HP-60 | 6012404002760 | WARD 2 |  |  | 1 | B | 1 |  | ONEHEART MEDIC MEDIC SDN BHD | ONEHEART MEDIC MEDIC SDN BHD | STOR 232823 (FA) | CHINA |  | ONEHEART MEDIC SDN BHD |  |  | 0 | 0 | 0 | 0 |  |  |  |  | 2024-11-26 | KPJ Ipoh Specialist Hospital | 2 | [12 empty] | 2025-11-01 | 2026-05-01 | bar: MAY; NOV
1182 | H07B101182 | 17148 | BEMS | B | - | ACT | C | H07 | BEMS | OXIMETERS, PULSE | OXIMETERS, PULSE | BB | WARD 7A | L03 | ISH/BE/00003 | 0 |  |  | HOSPITAL | 3500 | 0 | 0 | 0 | 0 | 0 | 0 | 0 | 0 | 0 | 0 |  | 1900-01-01 | 17 | [8 empty] | WARD 7A |  |  |  | 0 | 0 | [12 empty] | admin | 2024-12-12 14:25 |  | NELLCOR | N-550 | 237 | WARD 7A |  |  | 1 | B | 1 |  | IPOH JAYA MEDIC ENTERPRISE | IPOH JAYA MEDIC ENTERPRISE | SERS000N-55000 | CHINA |  | PRINCIP ENGINEERING |  |  | 0 | 0 | 0 | 0 |  |  |  |  | 2007-05-23 | KPJ Ipoh Specialist Hospital | 1 | [12 empty] | 2025-03-01 | 2026-03-01 | bar: MAR
1183 | H07B101183 | 12276 | BEMS | B | - | ACT | N | H07 | BEMS | EXAMINATION LIGHT | EXAMINATION LIGHT | BB | WARD 7A | L03 | ISH/BE/00004 | 0 |  |  | HOSPITAL | 500 | 0 | 0 | 0 | 0 | 0 | 0 | 0 | 0 | 0 | 0 |  | 1900-01-01 | 17 | [8 empty] | WARD 7A |  |  |  | 0 | 0 | [12 empty] | admin | 2024-12-12 14:25 |  | COLD LIGHT | 424MCU | ST/ID50/01 | WARD 7A |  |  | 1 | B | 1 |  | RITZ MEDICAL SDN BHD | RITZ MEDICAL SDN BHD | SATI00042400 | CHINA |  | PRINCIP ENGINEERING |  |  | 0 | 0 | 0 | 0 |  |  |  |  | 2007-05-17 | KPJ Ipoh Specialist Hospital | 1 | [12 empty] | 2025-04-01 | 2026-04-01 | bar: APR
1184 | H07B101184 | 13215 | BEMS | B | - | CDM | C | H07 | BEMS | INFUSION PUMP | INFUSION PUMP | BB | WARD 7A | L03 | ISH/BE/00010 | 0 |  | 0 | HOSPITAL | 3650 | 0 | 0 | 0 | 0 | 0 | 0 | 0 | 0 | 0 | 0 |  | 1900-01-01 | 17 | [8 empty] | WARD 7A |  |  |  | 0 | 0 | [12 empty] | admin | 2024-12-12 14:25 |  | B.BRAUN | 8712212 | 33238 | WARD 7A |  |  | 1 | B | 1 |  | B.BRAUN MEDICAL SUPPLIES SDN BHD | B.BRAUN MEDICAL SUPPLIES SDN BHD | SON 000871221200 | GERMANY |  | PRINCIP ENGINEERING |  |  | 0 | 0 | 0 | 0 |  |  |  |  | 2007-04-07 | KPJ Ipoh Specialist Hospital
1185 | H07B101185 | 13215 | BEMS | B | - | CDM | C | H07 | BEMS | INFUSION PUMP | INFUSION PUMP | BB | WARD 7A | L03 | ISH/BE/00933 | 0 |  | 0 | HOSPITAL | 3500 | 0 | 0 | 0 | 0 | 0 | 0 | 0 | 0 | 0 | 0 | 2012-01-01 | 1900-01-01 | 13 | [8 empty] | WARD 7A |  |  |  | 0 | 0 | [12 empty] | admin | 2024-12-12 14:25 |  | B.BRAUN | 8712212 | 65853 | WARD 7A |  |  | 1 | B | 1 |  | B.BRAUN MEDICAL SUPPLIES SDN BHD | B.BRAUN MEDICAL SUPPLIES SDN BHD | SON 099871221209 | GERMANY |  | PRINCIP ENGINEERING |  |  | 0 | 0 | 0 | 0 |  |  |  |  | 2011-12-01 | KPJ Ipoh Specialist Hospital
1186 | H07B101186 | 16156 | BEMS | B | - | ACT | N | H07 | BEMS | ANEROID SPHYGMOMANOMETER (WITH TROLLEY) | ANEROID SPHYGMOMANOMETER (WITH TROLLEY) | BB | WARD 7A | L03 | ISH/BE/01096 | 0 |  |  | HOSPITAL | 840 | 0 | 0 | 0 | 0 | 0 | 0 | 0 | 0 | 0 | 0 | 2013-07-01 | 1900-01-01 | 11 | [8 empty] | WARD 7A |  |  |  | 0 | 0 | [12 empty] | admin | 2024-12-12 14:25 |  | WELCH ALLYN | 767 | 130128152956 | WARD 7A |  |  | 1 | B | 1 |  | JESS MED | JESS MED | STOR 105510 (FA) | GERMANY |  | PRINCIP ENGINEERING |  |  | 0 | 0 | 0 | 0 |  |  |  |  | 2013-01-07 | KPJ Ipoh Specialist Hospital | 1 | [12 empty] | 2025-12-01 | 2026-12-01 | bar: DEC
1187 | H07B101187 | 13461 | BEMS | B | - | CDM | N | H07 | BEMS | WEIGHING SCALES | WEIGHING SCALES | BB | WARD 7A | L03 | ISH/BE/01575 | 0 |  | 0 | HOSPITAL | 6700 | 0 | 0 | 0 | 0 | 0 | 0 | 0 | 0 | 0 | 0 | 2010-10-01 | 1900-01-01 | 15 | [8 empty] | WARD 7A |  |  |  | 0 | 0 | [12 empty] | admin | 2024-12-12 14:25 |  | SECA | 952 | 5952006163794 | WARD 7A |  |  | 1 | B | 1 |  | EQUIP MEDICAL (M) SDN BHD | EQUIP MEDICAL (M) SDN BHD | SNG 07795407 | GERMANY |  | PRINCIP ENGINEERING |  |  | 0 | 0 | 0 | 0 |  |  |  |  | 2018-07-26 | KPJ Ipoh Specialist Hospital
1188 | H07B101188 | 13215 | BEMS | B | - | ACT | C | H07 | BEMS | INFUSION PUMP | INFUSION PUMP | BB | WARD 7A | L03 | ISH/BE/01681 | 0 |  |  | HOSPITAL | 4270 | 0 | 0 | 0 | 0 | 0 | 0 | 0 | 0 | 0 | 0 | 2024-04-12 | 1900-01-01 | 2 | [8 empty] | WARD 7A |  |  |  | 0 | 0 | [12 empty] | admin | 2024-12-12 14:25 |  | TERUMO | TE*LM730A02 | 2109012010 | WARD 7A |  |  | 1 | B | 1 |  | SUMMIT COMPANY (M) SDN BHD | SUMMIT COMPANY (M) SDN BHD |  | JAPAN |  | PRINCIP ENGINEERING |  |  | 0 | 0 | 0 | 0 |  |  |  |  | 2022-04-13 | KPJ Ipoh Specialist Hospital | 1 | [12 empty] | 2025-11-01 | 2026-11-01 | bar: NOV
1189 | H07B101189 | 13215 | BEMS | B | - | ACT | C | H07 | BEMS | INFUSION PUMP | INFUSION PUMP | BB | WARD 7A | L03 | ISH/BE/01682 | 0 |  |  | HOSPITAL | 4270 | 0 | 0 | 0 | 0 | 0 | 0 | 0 | 0 | 0 | 0 | 2024-04-12 | 1900-01-01 | 2 | [8 empty] | WARD 7A |  |  |  | 0 | 0 | [12 empty] | admin | 2024-12-12 14:25 |  | TERUMO | TE*LM730A02 | 2109012011 | WARD 7A |  |  | 1 | B | 1 |  | SUMMIT COMPANY (M) SDN BHD | SUMMIT COMPANY (M) SDN BHD |  | JAPAN |  | PRINCIP ENGINEERING |  |  | 0 | 0 | 0 | 0 |  |  |  |  | 2022-04-13 | KPJ Ipoh Specialist Hospital | 1 | [12 empty] | 2025-11-01 | 2026-11-01 | bar: NOV
1190 | H07B101190 | 12636 | BEMS | B | - | ACT | C | H07 | BEMS | VITAL SIGN MONITOR | VITAL SIGN MONITOR | BB | WARD 7A | L03 | ISH/BE/01694 | 0 |  |  | HOSPITAL | 6800 | 0 | 0 | 0 | 0 | 0 | 0 | 0 | 0 | 0 | 0 | 2025-08-01 | 1900-01-01 | 2 | [8 empty] | WARD 7A |  |  |  | 0 | 0 | [12 empty] | admin | 2024-12-12 14:25 |  | MINDRAY | VS 8 | AS5-24001350 | WARD 7A |  |  | 1 | B | 1 |  | LIFETRONIC SDN BHD | LIFETRONIC SDN BHD | STOR 204086 | CHINA |  | LIFETRONIC SDN BHD |  |  | 0 | 0 | 0 | 0 |  |  |  |  | 2022-08-18 | KPJ Ipoh Specialist Hospital | 2 | [12 empty] | 2025-09-01 | 2026-03-01 | bar: MAR; SEP
1191 | H07B101191 | 12636 | BEMS | B | - | ACT | C | H07 | BEMS | VITAL SIGN MONITOR | VITAL SIGN MONITOR | BB | WARD 7A | L03 | ISH/BE/01695 | 0 |  |  | HOSPITAL | 6800 | 0 | 0 | 0 | 0 | 0 | 0 | 0 | 0 | 0 | 0 | 2025-08-01 | 1900-01-01 | 2 | [8 empty] | WARD 7A |  |  |  | 0 | 0 | [12 empty] | admin | 2024-12-12 14:25 |  | MINDRAY | VS 8 | AS5-24001351 | WARD 7A |  |  | 1 | B | 1 |  | LIFETRONIC SDN BHD | LIFETRONIC SDN BHD | STOR 204086 | CHINA |  | LIFETRONIC SDN BHD |  |  | 0 | 0 | 0 | 0 |  |  |  |  | 2022-08-18 | KPJ Ipoh Specialist Hospital | 2 | [12 empty] | 2025-09-01 | 2026-03-01 | bar: MAR; SEP
1192 | H07B101192 | 13217 | BEMS | B | - | ACT | C | H07 | BEMS | SYRINGE PUMP | SYRINGE PUMP | BB | WARD 7A | L03 | ISH/BE/01712 | 0 |  |  | HOSPITAL | 3450 | 0 | 0 | 0 | 0 | 0 | 0 | 0 | 0 | 0 | 0 | 2024-08-01 | 1900-01-01 | 2 | [8 empty] | WARD 7A |  |  |  | 0 | 0 | [12 empty] | admin | 2024-12-12 14:25 |  | TERUMO | TE*SS730N02 | 2109012243 | WARD 7A |  |  | 1 | B | 1 |  | SUMMIT COMPANY (M) SDN BHD | SUMMIT COMPANY (M) SDN BHD | STOR 204569 | JAPAN |  | PRINCIP ENGINEERING |  |  | 0 | 0 | 0 | 0 |  |  |  |  | 2022-08-30 | KPJ Ipoh Specialist Hospital | 1 | [12 empty] | 2025-01-01 | 2026-01-01 | bar: JAN
1193 | H07B101193 | 13217 | BEMS | B | - | ACT | C | H07 | BEMS | SYRINGE PUMP | SYRINGE PUMP | BB | WARD 7A | L03 | ISH/BE/01713 | 0 |  |  | HOSPITAL | 3450 | 0 | 0 | 0 | 0 | 0 | 0 | 0 | 0 | 0 | 0 | 2024-08-01 | 1900-01-01 | 2 | [8 empty] | WARD 7A |  |  |  | 0 | 0 | [12 empty] | admin | 2024-12-12 14:25 |  | TERUMO | TE*SS730N02 | 2109012244 | WARD 7A |  |  | 1 | B | 1 |  | SUMMIT COMPANY (M) SDN BHD | SUMMIT COMPANY (M) SDN BHD | STOR 204569 | JAPAN |  | PRINCIP ENGINEERING |  |  | 0 | 0 | 0 | 0 |  |  |  |  | 2022-08-30 | KPJ Ipoh Specialist Hospital | 1 | [12 empty] | 2025-01-01 | 2026-01-01 | bar: JAN
1194 | H07B101194 | 17116 | BEMS | B | - | ACT | C | H07 | BEMS | DEFIBRILLATOR | DEFIBRILLATOR | BB | WARD 7A | L03 | ISH/BE/01736 | 0 |  |  | HOSPITAL | 19800 | 0 | 0 | 0 | 0 | 0 | 0 | 0 | 0 | 0 | 0 | 2023-12-01 | 1900-01-01 | 2 | [8 empty] | WARD 7A |  |  |  | 0 | 0 | [12 empty] | admin | 2024-12-12 14:25 |  | PHILIPS HEALTHCARE | EFICIA DFM100 | CN32673217 | WARD 7A |  |  | 1 | B | 1 |  | UMEDIC HEALTHCARE SDN BHD | UMEDIC HEALTHCARE SDN BHD | STOR 204567 | CHINA |  | UMEDIC HEALTHCARE SDN BHD |  |  | 0 | 0 | 0 | 0 |  |  |  |  | 2022-07-12 | KPJ Ipoh Specialist Hospital | 2 | [12 empty] | 2025-12-01 | 2026-06-01 | bar: JUN; DEC
1195 | H07B101195 | 12636 | BEMS | B | - | ACT | C | H07 | BEMS | VITAL SIGN MONITOR | VITAL SIGN MONITOR | BB | WARD 7A | L03 | ISH/BE/01942 | 0 |  |  | HOSPITAL | 6000 | 0 | 0 | 0 | 0 | 0 | 0 | 0 | 0 | 0 | 0 |  | 1900-01-01 | 1 | [8 empty] | WARD 7A |  |  |  | 0 | 0 | [12 empty] | admin | 2024-12-12 14:25 |  | NIHON KOHDEN | SVM-7260 | 01471 | WARD 7A |  |  | 1 | B | 1 |  | STAR MEDICAL SYSTEM (M) SDN BHD | STAR MEDICAL SYSTEM (M) SDN BHD |  | JAPAN |  | STAR MEDICAL SYSTEM (M) SDN BHD |  |  | 0 | 0 | 0 | 0 |  |  |  |  | 2023-10-25 | KPJ Ipoh Specialist Hospital | 2 | [12 empty] | 2025-10-01 | 2026-04-01 | bar: APR; OCT
1196 | H07B101196 | 12636 | BEMS | B | - | ACT | C | H07 | BEMS | VITAL SIGN MONITOR | VITAL SIGN MONITOR | BB | WARD 7A | L03 | ISH/BE/01943 | 0 |  |  | HOSPITAL | 6000 | 0 | 0 | 0 | 0 | 0 | 0 | 0 | 0 | 0 | 0 |  | 1900-01-01 | 1 | [8 empty] | WARD 7A |  |  |  | 0 | 0 | [12 empty] | admin | 2024-12-12 14:25 |  | NIHON KOHDEN | SVM-7260 | 01472 | WARD 7A |  |  | 1 | B | 1 |  | STAR MEDICAL SYSTEM (M) SDN BHD | STAR MEDICAL SYSTEM (M) SDN BHD |  | JAPAN |  | STAR MEDICAL SYSTEM (M) SDN BHD |  |  | 0 | 0 | 0 | 0 |  |  |  |  | 2023-10-25 | KPJ Ipoh Specialist Hospital | 2 | [12 empty] | 2025-10-01 | 2026-04-01 | bar: APR; OCT
1197 | H07B101197 | 11407 | BEMS | B | - | ACT | C | H07 | BEMS | ELECTROCARDIOGRAPH | ELECTROCARDIOGRAPH | BB | WARD 7A | L03 | ISH/BE/01969 | 0 |  |  | HOSPITAL | 22000 | 0 | 0 | 0 | 0 | 0 | 0 | 0 | 0 | 0 | 0 | 2027-02-28 | 1900-01-01 | 0 | [8 empty] | WARD 7A |  |  |  | 0 | 0 | [12 empty] | admin | 2024-12-12 14:25 |  | NORAV MEDICAL | NECG-12 | M20C01040001 | WARD 7A |  |  | 1 | B | 1 |  | SUN MEDICAL SYSTEMS SDN. BHD | SUN MEDICAL SYSTEMS SDN. BHD | STOR 221060 | GERMANY |  | SUN MEDICAL SYSTEM SDN. BHD |  |  | 0 | 0 | 0 | 0 |  |  |  |  | 2024-02-29 | KPJ Ipoh Specialist Hospital | 2 | [12 empty] | 2025-08-01 | 2026-02-01 | bar: FEB; AUG
1198 | H07B101198 | 10208 | BEMS | B | - | ACT | N | H07 | BEMS | ASPIRATOR | ASPIRATOR | BB | WARD 7A | L03 | ISH/BE/02069 | 0 |  |  | HOSPITAL | 1400 | 0 | 0 | 0 | 0 | 0 | 0 | 0 | 0 | 0 | 0 | 2025-09-25 | 1900-01-01 | 0 | [8 empty] | WARD 7A |  |  |  | 0 | 0 | [12 empty] | admin | 2024-12-12 14:25 |  | CA-MI | NEW ASKIR 30 PROXIMITY | 8438 | WARD 7A |  |  | 1 | B | 1 |  | SUP100026 | PRINCIP ENGINEERING | STOR 230476 | ITALY |  | PRINCIP ENGINEERING |  |  | 0 | 0 | 0 | 0 |  |  |  |  | 2024-09-26 | KPJ Ipoh Specialist Hospital | 1 | [12 empty] | 2025-09-01 | 2026-09-01 | bar: SEP
1199 | H07B101199 | 13215 | BEMS | B | - | ACT | C | H07 | BEMS | INFUSION PUMP | INFUSION PUMP | BB | WARD 7A | L03 | ISH/BE/02092 | 0 |  |  | HOSPITAL | 4300 | 0 | 0 | 0 | 0 | 0 | 0 | 0 | 0 | 0 | 0 | 2026-11-25 | 1900-01-01 | 0 | [8 empty] | WARD 7A |  |  |  | 0 | 0 | [12 empty] | admin | 2024-12-12 14:25 |  | MEDCAPTAIN | HP-60 | 6012405000134 | WARD 7A |  |  | 1 | B | 1 |  | ONEHEART MEDIC MEDIC SDN BHD | ONEHEART MEDIC MEDIC SDN BHD | STOR 232823 (FA) | CHINA |  | ONEHEART MEDIC SDN BHD |  |  | 0 | 0 | 0 | 0 |  |  |  |  | 2024-11-26 | KPJ Ipoh Specialist Hospital | 2 | [12 empty] | 2025-11-01 | 2026-05-01 | bar: MAY; NOV
1200 | H07B101200 | 13215 | BEMS | B | - | ACT | C | H07 | BEMS | INFUSION PUMP | INFUSION PUMP | BB | WARD 7A | L03 | ISH/BE/02093 | 0 |  |  | HOSPITAL | 4300 | 0 | 0 | 0 | 0 | 0 | 0 | 0 | 0 | 0 | 0 | 2026-11-25 | 1900-01-01 | 0 | [8 empty] | WARD 7A |  |  |  | 0 | 0 | [12 empty] | admin | 2024-12-12 14:25 |  | MEDCAPTAIN | HP-60 | 6012403002331 | WARD 7A |  |  | 1 | B | 1 |  | ONEHEART MEDIC MEDIC SDN BHD | ONEHEART MEDIC MEDIC SDN BHD | STOR 232823 (FA) | CHINA |  | ONEHEART MEDIC SDN BHD |  |  | 0 | 0 | 0 | 0 |  |  |  |  | 2024-11-26 | KPJ Ipoh Specialist Hospital | 2 | [12 empty] | 2025-11-01 | 2026-05-01 | bar: MAY; NOV
1201 | H07B101201 | - | BEMS | B | - | ACT | C | H07 | BEMS | EXCIMER LASER MEL 80 | EXCIMER LASER MEL 80 | BA | LASIK UNIT | GF | ISH/BE/00918 | 0 |  | 0 | HOSPITAL | 3270000 | 0 | 0 | 0 | 0 | 0 | 0 | 0 | 0 | 0 | 0 | 2011-12-01 | 1900-01-01 | 14 | [8 empty] | LASIK UNIT |  |  |  | 0 | 0 | [12 empty] | admin | 2024-12-12 14:25 |  | CARL ZEISS | MME 0870 | 1042459 |  |  |  | 1 | B | 1 |  | SUP100007 | CARL ZEISS SDN BHD | SR L099MME 087009 | GERMANY |  | CARL ZEISS SDN BHD |  |  | 0 | 0 | 0 | 0 |  |  |  |  | 2010-12-17 | KPJ Ipoh Specialist Hospital | 2 | [12 empty] | 2025-11-01 | 2026-05-01 | bar: MAY; NOV
1202 | H07B101202 | - | BEMS | B | - | ACT | C | H07 | BEMS | VISUMAX BASIC UNIT | VISUMAX BASIC UNIT | BA | LASIK UNIT | GF | ISH/BE/00919 | 0 |  | 0 | HOSPITAL | 0 | 0 | 0 | 0 | 0 | 0 | 0 | 0 | 0 | 0 | 0 | 2011-12-01 | 1900-01-01 | 14 | [8 empty] | LASIK UNIT |  |  |  | 0 | 0 | [12 empty] | admin | 2024-12-12 14:25 |  | CARL ZEISS | MME 0871 | 1021435 |  |  |  | 1 | B | 1 |  | SUP100007 | CARL ZEISS SDN BHD | SX B099MME 087109 | GERMANY |  | CARL ZEISS SDN BHD |  |  | 0 | 0 | 0 | 0 |  |  |  |  | 2010-12-17 | KPJ Ipoh Specialist Hospital | 2 | [12 empty] | 2025-11-01 | 2026-05-01 | bar: MAY; NOV
1203 | H07B101203 | - | BEMS | B | - | ACT | C | H07 | BEMS | CRS- MASTER TOPOLINE | CRS- MASTER TOPOLINE | BA | LASIK UNIT | GF | ISH/BE/00920 | 0 |  | 0 | HOSPITAL | 0 | 0 | 0 | 0 | 0 | 0 | 0 | 0 | 0 | 0 | 0 | 2011-12-01 | 1900-01-01 | 14 | [8 empty] | LASIK UNIT |  |  |  | 0 | 0 | [12 empty] | admin | 2024-12-12 14:25 |  | CARL ZEISS | MME 0872 | 9000-1658 |  |  |  | 1 | B | 1 |  | SUP100007 | CARL ZEISS SDN BHD | SAST099MME 087209 | GERMANY |  | CARL ZEISS SDN BHD |  |  | 0 | 0 | 0 | 0 |  |  |  |  | 2010-12-17 | KPJ Ipoh Specialist Hospital | 2 | [12 empty] | 2025-11-01 | 2026-05-01 | bar: MAY; NOV
1204 | H07B101204 | - | BEMS | B | - | ACT | C | H07 | BEMS | SL115 | SL115 | BA | LASIK UNIT | GF |  | 0 |  | 0 | HOSPITAL | 0 | 0 | 0 | 0 | 0 | 0 | 0 | 0 | 0 | 0 | 0 | 2011-12-01 | 1900-01-01 | 14 | [8 empty] | LASIK UNIT |  |  |  | 0 | 0 | [12 empty] | admin | 2024-12-12 14:25 |  |  |  | 1006965 |  |  |  | 1 | B | 1 |  | SUP100007 | CARL ZEISS SDN BHD |  | GERMANY |  | CARL ZEISS SDN BHD |  |  | 0 | 0 | 0 | 0 |  |  |  |  | 2010-12-17 | KPJ Ipoh Specialist Hospital | 2 | [12 empty] | 2025-11-01 | 2026-05-01 | bar: MAY; NOV
1205 | H07B101205 | - | BEMS | B | - | ACT | C | H07 | BEMS | OPTHALMIC REFRACTION UNIT | OPTHALMIC REFRACTION UNIT | BA | LASIK UNIT | GF | ISH/BE/00997 | 0 |  | 0 | HOSPITAL | 13000 | 0 | 0 | 0 | 0 | 0 | 0 | 0 | 0 | 0 | 0 | 2012-06-01 | 1900-01-01 | 13 | [8 empty] | LASIK UNIT |  |  |  | 0 | 0 | [12 empty] | admin | 2024-12-12 14:25 |  | PLANTECH | CS-04 | 4080411 |  |  |  | 1 | B | 1 |  | OPHTHALMIC INSTRUMENTS (M) SDN BHD | OPHTHALMIC INSTRUMENTS (M) SDN BHD | SMIC099CS-0409 | GERMANY |  | OPTHALMIC INSTRUMENTS (M) SDN BHD |  |  | 0 | 0 | 0 | 0 |  |  |  |  | 2011-06-29 | KPJ Ipoh Specialist Hospital | 2 | [12 empty] | 2025-08-01 | 2026-02-01 | bar: FEB; AUG
1206 | H07B101206 | - | BEMS | B | - | ACT | C | H07 | BEMS | AUTO KARATOC REFRACTOMETER | AUTO KARATOC REFRACTOMETER | BA | LASIK UNIT | GF | ISH/BE/00998 | 0 |  | 0 | HOSPITAL | 26000 | 0 | 0 | 0 | 0 | 0 | 0 | 0 | 0 | 0 | 0 | 2012-06-01 | 1900-01-01 | 13 | [8 empty] | LASIK UNIT |  |  |  | 0 | 0 | [12 empty] | admin | 2024-12-12 14:25 |  | POTEC | PRK-6000 | K60J15F |  |  |  | 1 | B | 1 |  | OPHTHALMIC INSTRUMENTS (M) SDN BHD | OPHTHALMIC INSTRUMENTS (M) SDN BHD | STOR 89179 | GERMANY |  | OPTHALMIC INSTRUMENTS (M) SDN BHD |  |  | 0 | 0 | 0 | 0 |  |  |  |  | 2011-06-29 | KPJ Ipoh Specialist Hospital | 2 | [12 empty] | 2025-08-01 | 2026-02-01 | bar: FEB; AUG
1207 | H07B101207 | - | BEMS | B | - | ACT | C | H07 | BEMS | AUTO LENSMETER | AUTO LENSMETER | BA | LASIK UNIT | GF | ISH/BE/00999 | 0 |  | 0 | HOSPITAL | 9000 | 0 | 0 | 0 | 0 | 0 | 0 | 0 | 0 | 0 | 0 | 2012-06-01 | 1900-01-01 | 13 | [8 empty] | LASIK UNIT |  |  |  | 0 | 0 | [12 empty] | admin | 2024-12-12 14:25 |  | SHIN-NIPPON | SLM-5000 | 606567 |  |  |  | 1 | B | 1 |  | OPHTHALMIC INSTRUMENTS (M) SDN BHD | OPHTHALMIC INSTRUMENTS (M) SDN BHD | SENS099SLM-500009 | JAPAN |  | OPTHALMIC INSTRUMENTS (M) SDN BHD |  |  | 0 | 0 | 0 | 0 |  |  |  |  | 2011-06-29 | KPJ Ipoh Specialist Hospital | 2 | [12 empty] | 2025-08-01 | 2026-02-01 | bar: FEB; AUG
1208 | H07B101208 | - | BEMS | B | - | ACT | C | H07 | BEMS | SMART CHART PRO ACUITY SYSTEM | SMART CHART PRO ACUITY SYSTEM | BA | LASIK UNIT | GF | ISH/BE/01000 | 0 |  | 0 | HOSPITAL | 15000 | 0 | 0 | 0 | 0 | 0 | 0 | 0 | 0 | 0 | 0 | 2012-06-01 | 1900-01-01 | 13 | [8 empty] | LASIK UNIT |  |  |  | 0 | 0 | [12 empty] | admin | 2024-12-12 14:25 |  | OPTO | CP-400 | 0GAA0035 |  |  |  | 1 | B | 1 |  | OPHTHALMIC INSTRUMENTS (M) SDN BHD | OPHTHALMIC INSTRUMENTS (M) SDN BHD | SCHA100CP-40010 | GERMANY |  | OPTHALMIC INSTRUMENTS (M) SDN BHD |  |  | 0 | 0 | 0 | 0 |  |  |  |  | 2011-06-29 | KPJ Ipoh Specialist Hospital | 2 | [12 empty] | 2025-08-01 | 2026-02-01 | bar: FEB; AUG
1209 | H07B101209 | - | BEMS | B | - | ACT | C | H07 | BEMS | PENTACAM CLASSIC | PENTACAM CLASSIC | BA | LASIK UNIT | GF | ISH/BE/01001 | 0 |  | 0 | HOSPITAL | 200000 | 0 | 0 | 0 | 0 | 0 | 0 | 0 | 0 | 0 | 0 | 2012-06-01 | 1900-01-01 | 13 | [8 empty] | LASIK UNIT |  |  |  | 0 | 0 | [12 empty] | admin | 2024-12-12 14:25 |  | OCULUS | PENTACAM CLASSIC | 07520121 |  |  |  | 1 | B | 1 |  | OPHTHALMIC INSTRUMENTS (M) SDN BHD | OPHTHALMIC INSTRUMENTS (M) SDN BHD | SAM 100P10 | GERMANY |  | OPTHALMIC INSTRUMENTS (M) SDN BHD |  |  | 0 | 0 | 0 | 0 |  |  |  |  | 2011-06-29 | KPJ Ipoh Specialist Hospital | 2 | [12 empty] | 2025-08-01 | 2026-02-01 | bar: FEB; AUG
1210 | H07B101210 | - | BEMS | B | - | ACT | C | H07 | BEMS | TONOMETER | TONOMETER | BA | LASIK UNIT | GF | ISH/BE/01518 | 0 |  | 0 | HOSPITAL | 5600 | 0 | 0 | 0 | 0 | 0 | 0 | 0 | 0 | 0 | 0 | 2018-04-01 | 1900-01-01 | 7 | [8 empty] | LASIK UNIT |  |  |  | 0 | 0 | [12 empty] | admin | 2024-12-12 14:25 |  | ELAMED | TVGD | 0005 |  |  |  | 1 | B | 1 |  | E+MEDIQ SUPPLY SDN BHD | E+MEDIQ SUPPLY SDN BHD | STER155T15 | USA |  | BEMS |  |  | 0 | 0 | 0 | 0 |  |  |  |  | 2017-04-16 | KPJ Ipoh Specialist Hospital | 0
1211 | H07B101211 | 12276 | BEMS | B | - | ACT | N | H07 | BEMS | EXAMINATION LIGHT | EXAMINATION LIGHT | BA | WARD 6 | L03 | ISH/BE/00973 | 0 |  | 0 | HOSPITAL | 1289 | 0 | 0 | 0 | 0 | 0 | 0 | 0 | 0 | 0 | 0 | 2012-04-01 | 1900-01-01 | 13 | [8 empty] | WARD 6 |  |  |  | 0 | 0 | [12 empty] | admin | 2024-12-12 14:25 |  | N/A | FS0803 | 24501 | WARD 6 |  |  | 1 | B | 1 |  | RITZ MEDICAL SUPPLIES | RITZ MEDICAL SUPPLIES | SATI099FS080309 | CHINA |  | PRINCIP ENGINEERING |  |  | 0 | 0 | 0 | 0 |  |  |  |  | 2011-04-21 | KPJ Ipoh Specialist Hospital | 1 | [12 empty] | 2025-04-01 | 2026-04-01 | 1 |  |  |  | √ | bar: APR
1212 | H07B101212 | 10208 | BEMS | B | - | ACT | N | H07 | BEMS | ASPIRATORS | ASPIRATORS | BA | WARD 6 | L04 | ISH/BE/00976 | 0 |  | 0 | HOSPITAL | 1580 | 0 | 0 | 0 | 0 | 0 | 0 | 0 | 0 | 0 | 0 | 2012-04-01 | 1900-01-01 | 13 | [8 empty] | WARD 6 |  |  |  | 0 | 0 | [12 empty] | admin | 2024-12-12 14:25 |  | STURDY | 7E-D | 00002 | WARD 6 |  |  | 1 | B | 1 |  | RITZ MEDICAL SUPPLIES | RITZ MEDICAL SUPPLIES | STOR099709 | CHINA |  | PRINCIP ENGINEERING |  |  | 0 | 0 | 0 | 0 |  |  |  |  | 2011-04-22 | KPJ Ipoh Specialist Hospital | 1 | [12 empty] | 2025-07-01 | 2026-07-01 | 1 | [6 empty] | √ | bar: JUL
1213 | H07B101213 | 13217 | BEMS | B | - | ACT | C | H07 | BEMS | SYRINGE PUMP | SYRINGE PUMP | BA | WARD 6 | L03 | ISH/BE/01022 | 0 |  | 0 | HOSPITAL | 2950 | 0 | 0 | 0 | 0 | 0 | 0 | 0 | 0 | 0 | 0 | 2012-11-01 | 1900-01-01 | 13 | [8 empty] | WARD 6 |  |  |  | 0 | 0 | [12 empty] | admin | 2024-12-12 14:25 |  | TERUMO | TE 331 | 1101000432 | WARD 6 |  |  | 1 | B | 1 |  | SUMMIT COMPANY (M) SDN BHD | SUMMIT COMPANY (M) SDN BHD | SE P100TE 33110 | JAPAN |  | PRINCIP ENGINEERING |  |  | 0 | 0 | 0 | 0 |  |  |  |  | 2011-11-15 | KPJ Ipoh Specialist Hospital | 1 | [12 empty] | 2025-06-01 | 2026-06-01 | 1 | [5 empty] | √ | bar: JUN
1214 | H07B101214 | 13217 | BEMS | B | - | ACT | C | H07 | BEMS | SYRINGE PUMP | SYRINGE PUMP | BA | WARD 6 | L03 | ISH/BE/01023 | 0 |  | 0 | HOSPITAL | 2950 | 0 | 0 | 0 | 0 | 0 | 0 | 0 | 0 | 0 | 0 | 2012-11-01 | 1900-01-01 | 13 | [8 empty] | WARD 6 |  |  |  | 0 | 0 | [12 empty] | admin | 2024-12-12 14:25 |  | TERUMO | TE 331 | 1101000433 | WARD 6 |  |  | 1 | B | 1 |  | SUMMIT COMPANY (M) SDN BHD | SUMMIT COMPANY (M) SDN BHD | SE P100TE 33110 | JAPAN |  | PRINCIP ENGINEERING |  |  | 0 | 0 | 0 | 0 |  |  |  |  | 2011-11-15 | KPJ Ipoh Specialist Hospital | 1 | [12 empty] | 2025-06-01 | 2026-06-01 | 1 | [5 empty] | √ | bar: JUN
1215 | H07B101215 | - | BEMS | B | - | ACT | N | H07 | BEMS | CAST SAW | CAST SAW | BA | WARD 6 | L03 | ISH/BE/01052 | 0 |  | 0 | HOSPITAL | 12000 | 0 | 0 | 0 | 0 | 0 | 0 | 0 | 0 | 0 | 0 | 2013-04-01 | 1900-01-01 | 12 | [8 empty] | WARD 6 |  |  |  | 0 | 0 | [12 empty] | admin | 2024-12-12 14:25 |  | OSCIMED | 2000 | 215001 | WARD 6 |  |  | 1 | B | 1 |  | ROBO MEIDIX ENTERPRISE | ROBO MEIDIX ENTERPRISE | STOR 96165 (FA) | USA |  | PRINCIP ENGINEERING |  |  | 0 | 0 | 0 | 0 |  |  |  |  | 2012-04-25 | KPJ Ipoh Specialist Hospital | 1 | [12 empty] | 2025-07-01 | 2026-07-01 | 1 | [6 empty] | √ | bar: JUL
1216 | H07B101216 | 16156 | BEMS | B | - | ACT | N | H07 | BEMS | ANEROID SPHYGMOMANOMETER (WITH TROLLEY) | ANEROID SPHYGMOMANOMETER (WITH TROLLEY) | BA | WARD 6 | L03 | ISH/BE/01169 | 0 |  | 0 | HOSPITAL | 880 | 0 | 0 | 0 | 0 | 0 | 0 | 0 | 0 | 0 | 0 | 2015-06-01 | 1900-01-01 | 10 | [8 empty] | WARD 6 |  |  |  | 0 | 0 | [12 empty] | admin | 2024-12-12 14:25 |  | WELCH ALLYN | 767 | 130723204926 | WARD 6 |  |  | 1 | B | 1 |  | LKL BEST ENTERPRISE | LKL BEST ENTERPRISE | STOR114045(FA) | GERMANY |  | PRINCIP ENGINEERING |  |  | 0 | 0 | 0 | 0 |  |  |  |  | 2014-06-09 | KPJ Ipoh Specialist Hospital | 1 | [12 empty] | 2025-12-01 | 2026-12-01 | 1 | [11 empty] | √ | bar: DEC
1217 | H07B101217 | 16156 | BEMS | B | - | ACT | N | H07 | BEMS | ANEROID SPHYGMOMANOMETER (WITH TROLLEY) | ANEROID SPHYGMOMANOMETER (WITH TROLLEY) | BA | WARD 6 | L03 | ISH/BE/01170 | 0 |  | 0 | HOSPITAL | 880 | 0 | 0 | 0 | 0 | 0 | 0 | 0 | 0 | 0 | 0 | 2015-06-01 | 1900-01-01 | 10 | [8 empty] | WARD 6 |  |  |  | 0 | 0 | [12 empty] | admin | 2024-12-12 14:25 |  | WELCH ALLYN | 767 | 130722163386 | WARD 6 |  |  | 1 | B | 1 |  | LKL BEST ENTERPRISE | LKL BEST ENTERPRISE | STOR114045(FA) | GERMANY |  | PRINCIP ENGINEERING |  |  | 0 | 0 | 0 | 0 |  |  |  |  | 2014-06-09 | KPJ Ipoh Specialist Hospital | 1 | [12 empty] | 2025-12-01 | 2026-12-01 | 1 | [11 empty] | √ | bar: DEC
1218 | H07B101218 | 13215 | BEMS | B | - | ACT | C | H07 | BEMS | INFUSION PUMP | INFUSION PUMP | BA | WARD 6 | L03 | ISH/BE/01520 | 0 |  | 0 | HOSPITAL | 4200 | 0 | 0 | 0 | 0 | 0 | 0 | 0 | 0 | 0 | 0 | 2019-07-01 | 1900-01-01 | 7 | [8 empty] | WARD 6 |  |  |  | 0 | 0 | [12 empty] | admin | 2024-12-12 14:25 |  | TERUMO | TE-135 | 1605000544 | WARD 6 |  |  | 1 | B | 1 |  | SUMMIT COMPANY (M) SDN BHD | SUMMIT COMPANY (M) SDN BHD | STOR | JAPAN |  | PRINCIP ENGINEERING |  |  | 0 | 0 | 0 | 0 |  |  |  |  | 2017-07-14 | KPJ Ipoh Specialist Hospital | 1 | [12 empty] | 2025-03-01 | 2026-03-01 | 1 |  |  | √ | bar: MAR
1219 | H07B101219 | 13215 | BEMS | B | - | ACT | C | H07 | BEMS | INFUSION PUMP | INFUSION PUMP | BA | WARD 6 | L03 | ISH/BE/01521 | 0 |  | 0 | HOSPITAL | 4200 | 0 | 0 | 0 | 0 | 0 | 0 | 0 | 0 | 0 | 0 | 2019-07-01 | 1900-01-01 | 7 | [8 empty] | WARD 6 |  |  |  | 0 | 0 | [12 empty] | admin | 2024-12-12 14:25 |  | TERUMO | TE-135 | 1605000546 | WARD 6 |  |  | 1 | B | 1 |  | SUMMIT COMPANY (M) SDN BHD | SUMMIT COMPANY (M) SDN BHD | STOR | JAPAN |  | PRINCIP ENGINEERING |  |  | 0 | 0 | 0 | 0 |  |  |  |  | 2017-07-14 | KPJ Ipoh Specialist Hospital | 1 | [12 empty] | 2025-03-01 | 2026-03-01 | 1 |  |  | √ | bar: MAR
1220 | H07B101220 | 13215 | BEMS | B | - | ACT | C | H07 | BEMS | INFUSION PUMP | INFUSION PUMP | BA | WARD 6 | L03 | ISH/BE/01678 | 0 |  | 0 | HOSPITAL | 4270 | 0 | 0 | 0 | 0 | 0 | 0 | 0 | 0 | 0 | 0 | 2024-04-12 | 1900-01-01 | 10 | [8 empty] | WARD 6 |  |  |  | 0 | 0 | [12 empty] | admin | 2024-12-12 14:25 |  | TERUMO | TE*LM730A02 | 2109012007 | WARD 6 |  |  | 1 | B | 1 |  | SUMMIT COMPANY (M) SDN BHD | SUMMIT COMPANY (M) SDN BHD |  | JAPAN |  | PRINCIP ENGINEERING |  |  | 0 | 0 | 0 | 0 |  |  |  |  | 2022-04-13 | KPJ Ipoh Specialist Hospital | 1 | [12 empty] | 2025-11-01 | 2026-11-01 | 1 | [10 empty] | √ | bar: NOV
1221 | H07B101221 | 12636 | BEMS | B | - | ACT | C | H07 | BEMS | VITAL SIGN MONITOR | VITAL SIGN MONITOR | BA | WARD 6 | L03 | ISH/BE/01698 | 0 |  | 0 | HOSPITAL | 6800 | 0 | 0 | 0 | 0 | 0 | 0 | 0 | 0 | 0 | 0 | 2025-08-01 | 1900-01-01 | 2 | [8 empty] | WARD 6 |  |  |  | 0 | 0 | [12 empty] | admin | 2024-12-12 14:25 |  | MINDRAY | VS 8 | AS5-24001355 | WARD 6 |  |  | 1 | B | 1 |  | LIFETRONIC SDN BHD | LIFETRONIC SDN BHD | STOR 204531 | CHINA |  | LIFETRONIC SDN BHD |  |  | 0 | 0 | 0 | 0 |  |  |  |  | 2022-08-18 | KPJ Ipoh Specialist Hospital | 2 | [12 empty] | 2025-09-01 | 2026-03-01 | 2 |  |  | √ | [5 empty] | √ | bar: MAR; SEP
1222 | H07B101222 | 13217 | BEMS | B | - | ACT | C | H07 | BEMS | SYRINGE PUMP | SYRINGE PUMP | BA | WARD 6 | L03 | ISH/BE/01714 | 0 |  | 0 | HOSPITAL | 3450 | 0 | 0 | 0 | 0 | 0 | 0 | 0 | 0 | 0 | 0 | 2024-08-01 | 1900-01-01 | 2 | [8 empty] | WARD 6 |  |  |  | 0 | 0 | [12 empty] | admin | 2024-12-12 14:25 |  | TERUMO | TE*SS730N02 | 2109012245 | WARD 6 |  |  | 1 | B | 1 |  | SUMMIT COMPANY (M) SDN BHD | SUMMIT COMPANY (M) SDN BHD | STOR 204569 | JAPAN |  | SUMMIT COMPANY (MALAYSIA) SDN BHD |  |  | 0 | 0 | 0 | 0 |  |  |  |  | 2022-08-30 | KPJ Ipoh Specialist Hospital | 1 | [12 empty] | 2025-07-01 | 2026-07-01 | 1 | [6 empty] | √ | bar: JUL
1223 | H07B101223 | 13460 | BEMS | B | - | ACT | N | H07 | BEMS | WEIGHING SCALES, CHAIR | WEIGHING SCALES, CHAIR | BA | WARD 6 | L03 | ISH/BE/01800 | 0 |  | 0 | HOSPITAL | 5350 | 0 | 0 | 0 | 0 | 0 | 0 | 0 | 0 | 0 | 0 |  | 1900-01-01 | 1 | [8 empty] | WARD 6 |  |  |  | 0 | 0 | [12 empty] | admin | 2024-12-12 14:25 |  | SECA | SECA 952 | 10000000946924 | WARD 6 |  |  | 1 | B | 1 |  | HARMONI JAYA | HARMONI JAYA | STOR 210131 | USA |  | HARMONY JAYA |  |  | 0 | 0 | 0 | 0 |  |  |  |  | 2023-04-14 | KPJ Ipoh Specialist Hospital | 1 | [12 empty] | 2025-05-01 | 2026-05-01 | 1 |  |  |  |  | √ | bar: MAY
1224 | H07B101224 | 13215 | BEMS | B | - | ACT | C | H07 | BEMS | INFUSION PUMP | INFUSION PUMP | BA | WARD 6 | L03 | ISH/BE/01811 | 0 |  | 0 | HOSPITAL | 4730 | 0 | 0 | 0 | 0 | 0 | 0 | 0 | 0 | 0 | 0 | 2025-02-05 | 1900-01-01 | 1 | [8 empty] | WARD 6 |  |  |  | 0 | 0 | [12 empty] | admin | 2024-12-12 14:25 |  | TERUMO | TE*LM730A03 | 2003010031 | WARD 6 |  |  | 1 | B | 1 |  | SUMMIT COMPANY (MALAYSIA) SDN BHD | SUMMIT COMPANY (MALAYSIA) SDN BHD | STOR 211730 | JAPAN |  | PRINCIP ENGINEERING |  |  | 0 | 0 | 0 | 0 |  |  |  |  | 2023-03-05 | KPJ Ipoh Specialist Hospital | 1 | [12 empty] | 2025-05-01 | 2026-05-01 | 1 |  |  |  |  | √ | bar: MAY
1225 | H07B101225 | 13215 | BEMS | B | - | ACT | C | H07 | BEMS | INFUSION PUMP | INFUSION PUMP | BA | WARD 6 | L03 | ISH/BE/01812 | 0 |  | 0 | HOSPITAL | 4730 | 0 | 0 | 0 | 0 | 0 | 0 | 0 | 0 | 0 | 0 | 2025-02-05 | 1900-01-01 | 1 | [8 empty] | WARD 6 |  |  |  | 0 | 0 | [12 empty] | admin | 2024-12-12 14:25 |  | TERUMO | TE*LM730A03 | 2003010032 | WARD 6 |  |  | 1 | B | 1 |  | SUMMIT COMPANY (MALAYSIA) SDN BHD | SUMMIT COMPANY (MALAYSIA) SDN BHD | STOR 211730 | JAPAN |  | PRINCIP ENGINEERING |  |  | 0 | 0 | 0 | 0 |  |  |  |  | 2023-03-05 | KPJ Ipoh Specialist Hospital | 1 | [12 empty] | 2025-05-01 | 2026-05-01 | 1 |  |  |  |  | √ | bar: MAY
1226 | H07B101226 | 13217 | BEMS | B | - | ACT | C | H07 | BEMS | SYRINGE PUMP | SYRINGE PUMP | BA | WARD 6 | L03 | ISH/BE/01835 | 0 |  | 0 | HOSPITAL | 3680 | 0 | 0 | 0 | 0 | 0 | 0 | 0 | 0 | 0 | 0 | 2025-02-05 | 1900-01-01 | 1 | [8 empty] | WARD 6 |  |  |  | 0 | 0 | [12 empty] | admin | 2024-12-12 14:25 |  | TERUMO | TE*SS730N02 | 2111012056 | WARD 6 |  |  | 1 | B | 1 |  | SUMMIT COMPANY (MALAYSIA) SDN BHD | SUMMIT COMPANY (MALAYSIA) SDN BHD | STOR 211747 | JAPAN |  | PRINCIP ENGINEERING |  |  | 0 | 0 | 0 | 0 |  |  |  |  | 2023-03-05 | KPJ Ipoh Specialist Hospital | 1 | [12 empty] | 2025-05-01 | 2026-05-01 | 1 |  |  |  |  | √ | bar: MAY
1227 | H07B101227 | 12636 | BEMS | B | - | ACT | C | H07 | BEMS | VITAL SIGN MONITOR | VITAL SIGN MONITOR | BA | WARD 6 | L03 | ISH/BE/01944 | 0 |  | 0 | HOSPITAL | 6000 | 0 | 0 | 0 | 0 | 0 | 0 | 0 | 0 | 0 | 0 |  | 1900-01-01 | 1 | [8 empty] | WARD 6 |  |  |  | 0 | 0 | [12 empty] | admin | 2024-12-12 14:25 |  | NIHON KOHDEN | SVM-7260 | 01449 | WARD 6 |  |  | 1 | B | 1 |  | STAR MEDICAL SYSTEM (M) SDN BHD | STAR MEDICAL SYSTEM (M) SDN BHD |  | JAPAN |  | STAR MEDICAL SYSTEM (M) SDN BHD |  |  | 0 | 0 | 0 | 0 |  |  |  |  | 2023-10-26 | KPJ Ipoh Specialist Hospital | 2 | [12 empty] | 2025-10-01 | 2026-04-01 | 2 |  |  |  | √ | [5 empty] | √ | bar: APR; OCT
1228 | H07B101228 | 12636 | BEMS | B | - | ACT | C | H07 | BEMS | VITAL SIGN MONITOR | VITAL SIGN MONITOR | BA | WARD 6 | L03 | ISH/BE/01945 | 0 |  | 0 | HOSPITAL | 6000 | 0 | 0 | 0 | 0 | 0 | 0 | 0 | 0 | 0 | 0 |  | 1900-01-01 | 1 | [8 empty] | WARD 6 |  |  |  | 0 | 0 | [12 empty] | admin | 2024-12-12 14:25 |  | NIHON KOHDEN | SVM-7260 | 01450 | WARD 6 |  |  | 1 | B | 1 |  | STAR MEDICAL SYSTEM (M) SDN BHD | STAR MEDICAL SYSTEM (M) SDN BHD |  | JAPAN |  | STAR MEDICAL SYSTEM (M) SDN BHD |  |  | 0 | 0 | 0 | 0 |  |  |  |  | 2023-10-26 | KPJ Ipoh Specialist Hospital | 2 | [12 empty] | 2025-10-01 | 2026-04-01 | 2 |  |  |  | √ | [5 empty] | √ | bar: APR; OCT
1229 | H07B101229 | 12636 | BEMS | B | - | ACT | C | H07 | BEMS | VITAL SIGN MONITOR | VITAL SIGN MONITOR | BA | WARD 6 | L03 | ISH/BE/01999 | 0 |  | 0 | HOSPITAL | 6800 | 0 | 0 | 0 | 0 | 0 | 0 | 0 | 0 | 0 | 0 | 2026-05-07 | 1900-01-01 | 0 | [8 empty] | WARD 6 |  |  |  | 0 | 0 | [12 empty] | admin | 2024-12-12 14:25 |  | NIHON KOHDEN | SVM-7260 | 01671 | WARD 6 |  |  | 1 | B | 1 |  | STAR MEDICAL SYSTEMS (M) SDN BHD | STAR MEDICAL SYSTEMS (M) SDN BHD | STOR 224321 | JAPAN |  | STAR MEDICAL SYSTEM (M) SDN BHD |  |  | 0 | 0 | 0 | 0 |  |  |  |  | 2024-07-05 | KPJ Ipoh Specialist Hospital | 2 | [12 empty] | 2025-11-01 | 2026-05-01 | 2 |  |  |  |  | √ | [5 empty] | √ | bar: MAY; NOV
1230 | H07B101230 | 12636 | BEMS | B | - | ACT | C | H07 | BEMS | VITAL SIGN MONITOR | VITAL SIGN MONITOR | BA | WARD 6 | L03 | ISH/BE/02000 | 0 |  | 0 | HOSPITAL | 6800 | 0 | 0 | 0 | 0 | 0 | 0 | 0 | 0 | 0 | 0 | 2026-05-08 | 1900-01-01 | 0 | [8 empty] | WARD 6 |  |  |  | 0 | 0 | [12 empty] | admin | 2024-12-12 14:25 |  | NIHON KOHDEN | SVM-7260 | 01672 | WARD 6 |  |  | 1 | B | 1 |  | STAR MEDICAL SYSTEMS (M) SDN BHD | STAR MEDICAL SYSTEMS (M) SDN BHD | STOR 224321 | JAPAN |  | STAR MEDICAL SYSTEM (M) SDN BHD |  |  | 0 | 0 | 0 | 0 |  |  |  |  | 2024-07-05 | KPJ Ipoh Specialist Hospital | 2 | [12 empty] | 2025-11-01 | 2026-05-01 | 2 |  |  |  |  | √ | [5 empty] | √ | bar: MAY; NOV
1231 | H07B101231 | 17116 | BEMS | B | - | ACT | C | H07 | BEMS | DEFIBRILLATORS | DEFIBRILLATORS | BA | WARD 6 | L03 | ISH/BE/02015 | 0 |  | 0 | HOSPITAL | 24400 | 0 | 0 | 0 | 0 | 0 | 0 | 0 | 0 | 0 | 0 | 2025-05-19 | 1900-01-01 | 0 | [8 empty] | WARD 6 |  |  |  | 0 | 0 | [12 empty] | admin | 2024-12-12 14:25 |  | NIHON KOHDEN | TEC-5631 | 23772 | WARD 6 |  |  | 1 | B | 1 |  | STAR MEDICAL SYSTEM (M) SDN BHD | STAR MEDICAL SYSTEM (M) SDN BHD | STOR 224601 | JAPAN |  | STAR MEDICAL SYSTEM (M) SDN BHD |  |  | 0 | 0 | 0 | 0 |  |  |  |  | 2024-05-20 | KPJ Ipoh Specialist Hospital | 2 | [12 empty] | 2025-11-01 | 2026-05-01 | 2 |  |  |  |  | √ | [5 empty] | √ | bar: MAY; NOV
1232 | H07B101232 | 11407 | BEMS | B | - | ACT | C | H07 | BEMS | ELECTROCARDIOGRAPH | ELECTROCARDIOGRAPH | BA | WARD 6 | L03 | ISH/BE/02063 | 0 |  | 0 | HOSPITAL | 22000 | 0 | 0 | 0 | 0 | 0 | 0 | 0 | 0 | 0 | 0 | 2027-09-19 | 1900-01-01 | 0 | [8 empty] | WARD 6 |  |  |  | 0 | 0 | [12 empty] | admin | 2024-12-12 14:25 |  | ADVANCED INSTRUMENTATIONS | ECG 12C | 361267-M24516040001 | WARD 6 |  |  | 1 | B | 1 |  | SUN MEDICAL SYSTEM SDN BHD | SUN MEDICAL SYSTEM SDN BHD | STOR 229261 | USA |  | SUN MEDICAL SYSTEM SDN. BHD |  |  | 0 | 0 | 0 | 0 |  |  |  |  | 2024-09-20 | KPJ Ipoh Specialist Hospital | 2 | [12 empty] | 2025-09-01 | 2026-03-01 | 2 |  |  | √ | [5 empty] | √ | bar: MAR; SEP
1233 | H07B101233 | 13215 | BEMS | B | - | ACT | C | H07 | BEMS | INFUSION PUMP | INFUSION PUMP | BA | WARD 6 | L03 | ISH/BE/02099 | 0 |  | 0 | HOSPITAL | 4300 | 0 | 0 | 0 | 0 | 0 | 0 | 0 | 0 | 0 | 0 | 2026-11-25 | 1900-01-01 | 0 | [8 empty] | WARD 6 |  |  |  | 0 | 0 | [12 empty] | admin | 2024-12-12 14:25 |  | MEDCAPTAIN | HP-60 | 6012405000434 | WARD 6 |  |  | 1 | B | 1 |  | ONEHEART MEDIC MEDIC SDN BHD | ONEHEART MEDIC MEDIC SDN BHD | STOR 232823 (FA) | CHINA |  | ONEHEART MEDIC SDN BHD |  |  | 0 | 0 | 0 | 0 |  |  |  |  | 2024-11-26 | KPJ Ipoh Specialist Hospital | 2 | [12 empty] | 2025-11-01 | 2026-05-01 | 2 |  |  |  |  | √ | [5 empty] | √ | bar: MAY; NOV
1234 | H07B101234 | 10208 | BEMS | B | - | ACT | C | H07 | BEMS | ASPIRATORS | ASPIRATORS | WAKAF | KWAN | GF | ISH/BE/00738 | 0 |  | 0 | HOSPITAL | 2400 | 0 | 0 | 0 | 0 | 0 | 0 | 0 | 0 | 0 | 0 | 2011-01-01 | 1900-01-01 | 14 | [8 empty] | KWAN |  |  |  | 0 | 0 | [12 empty] | admin | 2024-12-12 14:25 |  | N/A | TE-D | 9060081 |  |  |  | 1 | B | 1 |  | RITZ MEDICAL SUPPLIES | RITZ MEDICAL SUPPLIES | STOR077T07 | CHINA |  | PRIDE OUTLET SDN BHD |  |  | 0 | 0 | 0 | 0 |  |  |  |  | 2010-05-01 | KPJ Ipoh Specialist Hospital | 2 | [12 empty] | 2025-08-01 | 2026-02-01 | bar: FEB; AUG
1235 | H07B101235 | 13461 | BEMS | B | - | ACT | N | H07 | BEMS | WEIGHING SCALES | WEIGHING SCALES | WAKAF | KWAN | GF | ISH/BE/00739 | 0 |  | 0 | HOSPITAL | 2500 | 0 | 0 | 0 | 0 | 0 | 0 | 0 | 0 | 0 | 0 | 2011-01-01 | 1900-01-01 | 14 | [8 empty] | KWAN |  |  |  | 0 | 0 | [12 empty] | admin | 2024-12-12 14:25 |  | N/A | ZT-150A | 9110170 |  |  |  | 1 | B | 1 |  | RITZ MEDICAL SUPPLIES | RITZ MEDICAL SUPPLIES | SNG 077ZT-15007 | CHINA |  | PRIDE OUTLET SDN BHD |  |  | 0 | 0 | 0 | 0 |  |  |  |  | 2010-05-01 | KPJ Ipoh Specialist Hospital | 1 | [12 empty] | 2025-02-01 | 2026-02-01 | bar: FEB
1236 | H07B101236 | - | BEMS | B | - | ACT | C | H07 | BEMS | NEBULIZER | NEBULIZER | WAKAF | KWAN | GF | ISH/BE/00740 | 0 |  | 0 | HOSPITAL | 1300 | 0 | 0 | 0 | 0 | 0 | 0 | 0 | 0 | 0 | 0 | 2011-01-01 | 1900-01-01 | 14 | [8 empty] | KWAN |  |  |  | 0 | 0 | [12 empty] | admin | 2024-12-12 14:25 |  | N/A | 403B | N/A |  |  |  | 1 | B | 1 |  | RITZ MEDICAL SUPPLIES | RITZ MEDICAL SUPPLIES | SZER07740307 | CHINA |  | PRIDE OUTLET SDN BHD |  |  | 0 | 0 | 0 | 0 |  |  |  |  | 2010-05-01 | KPJ Ipoh Specialist Hospital | 1 | [12 empty] | 2025-02-01 | 2026-02-01 | bar: FEB
1237 | H07B101237 | 12276 | BEMS | B | - | ACT | N | H07 | BEMS | EXAMINATION LIGHT | EXAMINATION LIGHT | WAKAF | KWAN | GF | ISH/BE/00742 | 0 |  | 0 | HOSPITAL | 800 | 0 | 0 | 0 | 0 | 0 | 0 | 0 | 0 | 0 | 0 | 2011-01-01 | 1900-01-01 | 14 | [8 empty] | KWAN |  |  |  | 0 | 0 | [12 empty] | admin | 2024-12-12 14:25 |  | N/A | KD 201DA | N/A |  |  |  | 1 | B | 1 |  | RITZ MEDICAL SUPPLIES | RITZ MEDICAL SUPPLIES | SATI077KD 20107 | CHINA |  | PRIDE OUTLET SDN BHD |  |  | 0 | 0 | 0 | 0 |  |  |  |  | 2010-05-01 | KPJ Ipoh Specialist Hospital | 1 | [12 empty] | 2025-02-01 | 2026-02-01 | bar: FEB
1238 | H07B101238 | 11073 | BEMS | B | - | ACT | N | H07 | BEMS | NIBP MONITOR | NIBP MONITOR | BB | PUBLIC RELATION | L01 |  | 0 |  | 0 | HOSPITAL | 280 | 0 | 0 | 0 | 0 | 0 | 0 | 0 | 0 | 0 | 0 |  | 1900-01-01 | 14 | [8 empty] | PUBLIC RELATION |  |  |  | 0 | 0 | [12 empty] | admin | 2024-12-12 14:25 |  | OMRON | HEM-7121 | 20131203449VG |  |  |  | 1 | B | 1 |  | IPOH JAYA MEDIC ENTERPRISE | IPOH JAYA MEDIC ENTERPRISE |  | JAPAN |  | PRIDE OUTLET SDN BHD |  |  | 0 | 0 | 0 | 0 |  |  |  |  | 2012-02-27 | KPJ Ipoh Specialist Hospital | 1 | [12 empty] | 2025-04-01 | 2026-04-01 | bar: APR
1239 | H07B101239 | 11073 | BEMS | B | - | ACT | N | H07 | BEMS | NIBP MONITOR | NIBP MONITOR | BB | PUBLIC RELATION | L01 |  | 0 |  | 0 | HOSPITAL | 280 | 0 | 0 | 0 | 0 | 0 | 0 | 0 | 0 | 0 | 0 |  | 1900-01-01 | 14 | [8 empty] | PUBLIC RELATION |  |  |  | 0 | 0 | [12 empty] | admin | 2024-12-12 14:25 |  | OMRON | HEM-7121 | 20140507342VG |  |  |  | 1 | B | 1 |  | IPOH JAYA MEDIC ENTERPRISE | IPOH JAYA MEDIC ENTERPRISE |  | JAPAN |  | PRIDE OUTLET SDN BHD |  |  | 0 | 0 | 0 | 0 |  |  |  |  | 2012-02-27 | KPJ Ipoh Specialist Hospital | 1 | [12 empty] | 2025-04-01 | 2026-04-01 | bar: APR
1240 | H07B101240 | 11073 | BEMS | B | - | ACT | N | H07 | BEMS | NIBP MONITOR | NIBP MONITOR | BB | PUBLIC RELATION | L01 |  | 0 |  | 0 | HOSPITAL | 280 | 0 | 0 | 0 | 0 | 0 | 0 | 0 | 0 | 0 | 0 |  | 1900-01-01 | 14 | [8 empty] | PUBLIC RELATION |  |  |  | 0 | 0 | [12 empty] | admin | 2024-12-12 14:25 |  | OMRON | HEM-7111 | 20120103889VG |  |  |  | 1 | B | 1 |  | IPOH JAYA MEDIC ENTERPRISE | IPOH JAYA MEDIC ENTERPRISE |  | JAPAN |  | PRIDE OUTLET SDN BHD |  |  | 0 | 0 | 0 | 0 |  |  |  |  | 2012-02-27 | KPJ Ipoh Specialist Hospital | 1 | [12 empty] | 2025-04-01 | 2026-04-01 | bar: APR
1241 | H07B101241 | 11073 | BEMS | B | - | ACT | N | H07 | BEMS | NIBP MONITOR | NIBP MONITOR | BB | PUBLIC RELATION | L01 |  | 0 |  | 0 | HOSPITAL | 280 | 0 | 0 | 0 | 0 | 0 | 0 | 0 | 0 | 0 | 0 |  | 1900-01-01 | 14 | [8 empty] | PUBLIC RELATION |  |  |  | 0 | 0 | [12 empty] | admin | 2024-12-12 14:25 |  | OMRON | HEM-7051-C12 | 20090100829LF |  |  |  | 1 | B | 1 |  | IPOH JAYA MEDIC ENTERPRISE | IPOH JAYA MEDIC ENTERPRISE |  | JAPAN |  | PRIDE OUTLET SDN BHD |  |  | 0 | 0 | 0 | 0 |  |  |  |  | 2012-02-27 | KPJ Ipoh Specialist Hospital | 1 | [12 empty] | 2025-04-01 | 2026-04-01 | bar: APR
1242 | H07B101242 | 11073 | BEMS | B | - | ACT | N | H07 | BEMS | NIBP MONITOR | NIBP MONITOR | BB | PUBLIC RELATION | L01 |  | 0 |  | 0 | HOSPITAL | 280 | 0 | 0 | 0 | 0 | 0 | 0 | 0 | 0 | 0 | 0 |  | 1900-01-01 | 14 | [8 empty] | PUBLIC RELATION |  |  |  | 0 | 0 | [12 empty] | admin | 2024-12-12 14:25 |  | OMRON | HEM-7051-C12 | 20090102469LF |  |  |  | 1 | B | 1 |  | IPOH JAYA MEDIC ENTERPRISE | IPOH JAYA MEDIC ENTERPRISE |  | JAPAN |  | PRIDE OUTLET SDN BHD |  |  | 0 | 0 | 0 | 0 |  |  |  |  | 2012-02-27 | KPJ Ipoh Specialist Hospital | 1 | [12 empty] | 2025-04-01 | 2026-04-01 | bar: APR
1243 | H07B101243 | 11073 | BEMS | B | - | ACT | N | H07 | BEMS | NIBP MONITOR | NIBP MONITOR | BB | PUBLIC RELATION | L01 |  | 0 |  | 0 | HOSPITAL | 200 | 0 | 0 | 0 | 0 | 0 | 0 | 0 | 0 | 0 | 0 |  | 1900-01-01 | 9 | [8 empty] | PUBLIC RELATION |  |  |  | 0 | 0 | [12 empty] | admin | 2024-12-12 14:25 |  | AND | UA-621 | 5110701195 |  |  |  | 1 | B | 1 |  | IPOH JAYA MEDIC ENTERPRISE | IPOH JAYA MEDIC ENTERPRISE |  | JAPAN |  | PRIDE OUTLET SDN BHD |  |  | 0 | 0 | 0 | 0 |  |  |  |  | 2012-02-27 | KPJ Ipoh Specialist Hospital | 1 | [12 empty] | 2025-04-01 | 2026-04-01 | bar: APR
1244 | H07B101244 | 13461 | BEMS | B | - | ACT | N | H07 | BEMS | WEIGHING SCALES | WEIGHING SCALES | BB | PUBLIC RELATION | L01 | ISH/BE/01042 | 0 |  | 0 | HOSPITAL | 3350 | 0 | 0 | 0 | 0 | 0 | 0 | 0 | 0 | 0 | 0 | 2012-02-01 | 1900-01-01 | 12 | [8 empty] | PUBLIC RELATION |  |  |  | 0 | 0 | [12 empty] | admin | 2024-12-12 14:25 |  | SECA | 376 | 376 |  |  |  | 1 | B | 1 |  | IPOH JAYA MEDIC ENTERPRISE | IPOH JAYA MEDIC ENTERPRISE | STOR 94809 | GERMANY |  | PRINCIP ENGINEERING |  |  | 0 | 0 | 0 | 0 |  |  |  |  | 2012-02-27 | KPJ Ipoh Specialist Hospital | 1 | [12 empty] | 2025-04-01 | 2026-04-01 | bar: APR
1245 | H07B101245 | 13461 | BEMS | B | - | ACT | N | H07 | BEMS | WEIGHING SCALES | WEIGHING SCALES | BB | PUBLIC RELATION | L01 | ISH/BE/02036 | 0 |  | 0 | HOSPITAL | 3600 | 0 | 0 | 0 | 0 | 0 | 0 | 0 | 0 | 0 | 0 | 2029-08-25 | 1900-01-01 | 0 | [8 empty] | PUBLIC RELATION |  |  |  | 0 | 0 | [12 empty] | admin | 2024-12-12 14:25 |  | MARSDEN | M-125 | 22401321 |  |  |  | 1 | B | 1 |  | SUP100026 | PRINCIP ENGINEERING | STOR 229912 (FA) | UK |  | PRINCIP ENGINEERING |  |  | 0 | 0 | 0 | 0 |  |  |  |  | 2024-08-26 | KPJ Ipoh Specialist Hospital | 1 | [12 empty] | 2025-08-01 | 2026-08-01 | bar: AUG
1246 | H07B101246 | 17203 | BEMS | B | - | ACT | C | H07 | BEMS | ULTRASOUND | ULTRASOUND | BB | DR KALIDASAN CLINIC | L01 | ISH/BE/01977 | 0 |  | 0 | HOSPITAL | 149000 | 0 | 0 | 0 | 0 | 0 | 0 | 0 | 0 | 0 | 0 | 2027-03-08 | 1900-01-01 | 10 | [8 empty] | DR KALIDASAN CLINIC |  |  |  | 0 | 0 | [12 empty] | admin | 2024-12-12 14:25 |  | SIUI | APOGEE 5300 | 14118183032 |  |  |  | 1 | B | 1 |  | STAR MEDICAL SYSTEM (M) SDN BHD | STAR MEDICAL SYSTEM (M) SDN BHD | STOR 223450 (FA) | CHINA |  | STAR MEDICAL SYSTEM (M) SDN BHD |  |  | 0 | 0 | 0 | 0 |  |  |  |  | 2024-03-07 | KPJ Ipoh Specialist Hospital | 2 | [12 empty] | 2025-09-01 | 2026-03-01 | bar: MAR; SEP
1247 | H07B101247 | - | BEMS | B | - | ACT | C | H07 | BEMS | UROFLOW | UROFLOW | BB | DR KALIDASAN CLINIC | L01 | ISH/BE/01514 | 0 |  | 0 | HOSPITAL | 36000 | 0 | 0 | 0 | 0 | 0 | 0 | 0 | 0 | 0 | 0 | 2018-04-01 | 1900-01-01 | 6 | [8 empty] | DR KALIDASAN CLINIC |  |  |  | 0 | 0 | [12 empty] | admin | 2024-12-12 14:25 |  | LABORIE MEDICAL | UROCAP 4 | UCIVL-17020473 |  |  |  | 1 | B | 1 |  | MKS MEDIC SDN BHD | MKS MEDIC SDN BHD | STOR 142417 (FA) |  |  | MKS MEDIC SDN BHD |  |  | 0 | 0 | 0 | 0 |  |  |  |  | 2017-04-21 | KPJ Ipoh Specialist Hospital | 1 | [12 empty] | 2025-05-01 | 2026-05-01 | bar: MAY
1248 | H07B101248 | 11073 | BEMS | B | - | ACT | N | H07 | BEMS | NIBP MONITOR | NIBP MONITOR | B | MARKETING SERVICES | L01 |  | 0 |  | 0 | HOSPITAL | 250 | 0 | 0 | 0 | 0 | 0 | 0 | 0 | 0 | 0 | 0 |  | 1900-01-01 | 11 | [8 empty] | MARKETING SERVICES |  |  |  | 0 | 0 | [12 empty] | admin | 2024-12-12 14:25 |  | OMRON | HEM-7011-C1 | 20090100988LF |  |  |  | 1 | B | 1 |  | IPOH JAYA MEDIC ENTERPRISE | IPOH JAYA MEDIC ENTERPRISE |  | JAPAN |  | PRIDE OUTLET SDN BHD |  |  | 0 | 0 | 0 | 0 |  |  |  |  | 2012-02-22 | KPJ Ipoh Specialist Hospital | 1 | [12 empty] | 2025-04-01 | 2026-04-01 | bar: APR
1249 | H07B101249 | 11073 | BEMS | B | - | ACT | N | H07 | BEMS | NIBP MONITOR | NIBP MONITOR | B | MARKETING SERVICES | L02 |  | 0 |  | 0 | HOSPITAL | 250 | 0 | 0 | 0 | 0 | 0 | 0 | 0 | 0 | 0 | 0 |  | 1900-01-01 | 0 | [8 empty] | MARKETING SERVICES |  |  |  | 0 | 0 | [12 empty] | admin | 2024-12-12 14:25 |  | OMRON | HEM-7011-C1 | 20090100982LF |  |  |  | 1 | B | 1 |  |  |  |  | JAPAN |  | PRIDE OUTLET SDN BHD |  |  | 0 | 0 | 0 | 0 | [5 empty] | KPJ Ipoh Specialist Hospital | 1 | [12 empty] | 2025-04-01 | 2026-04-01 | bar: APR
1250 | H07B101250 | 12636 | BEMS | B | - | ACT | C | H07 | BEMS | VITAL SIGN MONITOR | VITAL SIGN MONITOR | BB | OBSERVATION WARD | L05 | ISH/BE/01215 | 0 |  | 0 | HOSPITAL | 5500 | 0 | 0 | 0 | 0 | 0 | 0 | 0 | 0 | 0 | 0 | 2016-01-01 | 1900-01-01 | 8 | [8 empty] | OBSERVATION WARD |  |  |  | 0 | 0 | [12 empty] | admin | 2024-12-12 14:25 |  | ADVANCED INST, US | VSM300-NS | 302041-M14C12370001 |  |  |  | 1 | B | 1 |  | UWC HEALTHCARE SDN BHD | UWC HEALTHCARE SDN BHD | STOR 119068(FA) | USA |  | PRINCIP ENGINEERING |  |  | 0 | 0 | 0 | 0 |  |  |  |  | 2015-01-19 | KPJ Ipoh Specialist Hospital | 2 | [12 empty] | 2025-07-01 | 2026-01-01 | bar: JAN; JUL
1251 | H07B200001 | 10347 | BEMS | B | - | CDM | N | H07 | BEMS | ELECTRICAL BEDS | ELECTRICAL BEDS | BA | ICU | L01 | ISH/BE/01207 | 0 |  | 0 | HOSPITAL | 32000 | 0 | 0 | 0 | 0 | 0 | 0 | 0 | 0 | 0 | 0 | 2016-12-01 | 1900-01-01 | 10 | [8 empty] | ICU |  |  |  | 0 | 0 | [12 empty] | admin | 2024-12-12 14:25 |  | HILL-ROM | VC255 | P279AD7603 | INTENSIVE CARE UNIT SERVICES |  |  | 1 | B | 0 |  | HEAL INTEGRATED SOLUTION SDN BHD | HEAL INTEGRATED SOLUTION SDN BHD | STOR 119323(FA) |  |  | PRINCIP ENGINEERING |  |  | 0 | 0 | 0 | 0 |  |  |  |  | 2014-12-30 | KPJ Ipoh Specialist Hospital
1252 | H07B200002 | 12647 | BEMS | B | - | CDM | C | H07 | BEMS | PATIENT MONITORING SYSTEM, PORTABLE | PATIENT MONITORING SYSTEM, PORTABLE | BA | A&E | GF | ISH/BE/00988 | 0 |  | 0 | HOSPITAL | 27700 | 0 | 0 | 0 | 0 | 0 | 0 | 0 | 0 | 0 | 0 | 2012-05-01 | 1900-01-01 | 13 | [8 empty] | A&E |  |  |  | 0 | 0 | [12 empty] | admin | 2024-12-12 14:25 |  | PHILIPS | M3002A | DE03769359 | ACCIDENT & EMERGENCY SERVICES |  |  | 1 | B | 0 |  | SUP100018 | IDS MEDICAL SYSTEM (M) SDN BHD |  | GERMANY |  | PRINCIP ENGINEERING |  |  | 0 | 0 | 0 | 0 |  |  |  |  | 2011-10-05 | KPJ Ipoh Specialist Hospital
1253 | H07B200003 | 17723 | BEMS | B | - | CDM | C | H07 | BEMS | STRESS TEST SYSTEM | STRESS TEST SYSTEM | BB | DIAGNOSTIC CENTRE | L01 | ISH/BE/01038 | 0 |  | 0 | HOSPITAL | 95000 | 0 | 0 | 0 | 0 | 0 | 0 | 0 | 0 | 0 | 0 | 2013-02-01 | 1900-01-01 | 12 | [8 empty] | DIAGNOSTIC CENTRE |  |  |  | 0 | 0 | [12 empty] | admin | 2024-12-12 14:25 |  | GE | CASE SYSTEM | SH711116845 |  |  |  | 1 | B | 0 |  | MEDITECH ADVANCE SDN BHD | MEDITECH ADVANCE SDN BHD | STOR 94544 (FA) | GERMANY |  | EXPERT HEALTHCARE SDN BHD |  |  | 0 | 0 | 0 | 0 |  |  |  |  | 2012-02-02 | KPJ Ipoh Specialist Hospital
1254 | H07B200004 | - | BEMS | B | - | ACT | C | H07 | BEMS | DISTORTION PRODUCT OTO ACOUSTIC EMISSION | DISTORTION PRODUCT OTO ACOUSTIC EMISSION | BB | DIAGNOSTIC CENTRE | L01 | ISH/BE/01576 | 0 |  | 0 | HOSPITAL | 22500 | 0 | 0 | 0 | 0 | 0 | 0 | 0 | 0 | 0 | 0 | 2019-08-01 | 1900-01-01 | 6 | [8 empty] | DIAGNOSTIC CENTRE |  |  |  | 0 | 0 | [12 empty] | admin | 2024-12-12 14:25 |  | GRASON STADLER | GS1 CORTI | G1104725 |  |  |  | 1 | B | 0 |  | MKS MEDIC SDN BHD | MKS MEDIC SDN BHD |  | USA |  | MKS MEDIC SDN BHD |  |  | 0 | 0 | 0 | 0 |  |  |  |  | 2018-08-08 | KPJ Ipoh Specialist Hospital | 1 | [12 empty] | 2025-06-01 | 2026-06-01 | bar: JUN
1255 | H07B200005 | 14105 | BEMS | B | - | ACT | N | H07 | BEMS | TRACTION UNIT | TRACTION UNIT | BA | PHYSIOTHERAPY | GF | ISH/BE/01283 | 0 |  | 0 | HOSPITAL | 9730 | 0 | 0 | 0 | 0 | 0 | 0 | 0 | 0 | 0 | 0 | 2016-08-01 | 1900-01-01 | 9 | [8 empty] | PHYSIOTHERAPY |  |  |  | 0 | 0 | [12 empty] | admin | 2024-12-12 14:25 |  | BTL | 1300 | 0637462 |  |  |  | 1 | B | 0 |  | BTL INDUSTRIES MALAYSIA SDN BHD | BTL INDUSTRIES MALAYSIA SDN BHD |  | USA |  | PRINCIP ENGINEERING |  |  | 0 | 0 | 0 | 0 |  |  |  |  | 2015-08-20 | KPJ Ipoh Specialist Hospital | 1 | [12 empty] | 2025-08-01 | 2026-08-01 | bar: AUG
1256 | H07B200006 | - | BEMS | B | - | ACT | C | H07 | BEMS | PARAFFINIC BATH | PARAFFINIC BATH | BA | PHYSIOTHERAPY | GF | ISH/BE/01284 | 0 |  | 0 | HOSPITAL | 13000 | 0 | 0 | 0 | 0 | 0 | 0 | 0 | 0 | 0 | 0 | 2016-08-01 | 1900-01-01 | 9 | [8 empty] | PHYSIOTHERAPY |  |  |  | 0 | 0 | [12 empty] | admin | 2024-12-12 14:25 |  | BTL | 25 XL | 1540020-P |  |  |  | 1 | B | 0 |  | BTL INDUSTRIES MALAYSIA SDN BHD | BTL INDUSTRIES MALAYSIA SDN BHD |  | USA |  | PRINCIP ENGINEERING |  |  | 0 | 0 | 0 | 0 |  |  |  |  | 2015-08-20 | KPJ Ipoh Specialist Hospital | 1 | [12 empty] | 2025-08-01 | 2026-08-01 | bar: AUG
CONDEMNED
CHANGE LOCATION

## Sheet2
No. | Asset No | UPDATED FREQ | LAST PPM | NEXT PPM
609 | H07B100609 | 1
610 | H07B100610 | 1
611 | H07B100611 | 1
612 | H07B100612 | 2 | 2026-03-01 | 2026-09-01
613 | H07B100613 | 1 | 2025-12-01 | 2026-12-01
614 | H07B100614 | 1 | 2025-07-01 | 2026-07-01
615 | H07B100615 | 1 | 2025-07-01 | 2026-07-01
616 | H07B100616 | 1 | 2025-07-01 | 2026-07-01
617 | H07B100617 | 1 | 2025-07-01 | 2026-07-01
618 | H07B100618 | 1 | 2025-07-01 | 2026-07-01
619 | H07B100619 | 1 | 2025-07-01 | 2026-07-01
620 | H07B100620 | 1 | 2025-07-01 | 2026-07-01
621 | H07B100621 | 1 | 2026-05-01 | 2027-05-01
622 | H07B100622 | 1 | 2026-05-01 | 2027-05-01
623 | H07B100623 | 1
624 | H07B100624 | 2
625 | H07B100625 | 1 | 2026-02-01 | 2027-02-01
626 | H07B100626 | 1 | 2026-02-01 | 2027-02-01
627 | H07B100627 | 1 | 2026-02-01 | 2027-02-01
628 | H07B100628 | 1 | 2026-02-01 | 2027-02-01
629 | H07B100629 | 1 | 2026-02-01 | 2027-02-01
630 | H07B100630 | 2
934 | H07B100934 | 1
935 | H07B100935 | 1 | 2026-03-01 | 2027-03-01
936 | H07B100936
937 | H07B100937 | 1
938 | H07B100938 | 2
939 | H07B100939 | 1
940 | H07B100940 | 1
941 | H07B100941 | 1 | 2026-03-01 | 2027-03-01
942 | H07B100942
943 | H07B100943 | 1 | 2026-03-01 | 2027-03-01
945 | H07B100945 | 1 | 2025-11-01 | 2026-11-01
946 | H07B100946 | 1 | 2025-11-01 | 2026-11-01
947 | H07B100947 | 2 | 2026-03-01 | 2026-09-01
948 | H07B100948 | 1 | 2026-07-01 | 2027-07-01
949 | H07B100949 | 2
951 | H07B100951 | 2
952 | H07B100952 | 2
953 | H07B100953 | 2
954 | H07B100954 | 2
955 | H07B100955 | 1 | 2026-04-01 | 2027-04-01
956 | H07B100956 | 2

## Sheet5
No. | Asset No |  | Group Code/UMDNS | Service | Trade | System Code | Status | Critical Factor | Hospital | Work Group | Short Description | Long Description | Block/Building | Asset Location | Floor/Level | Permanent ID | Parent Flag/ID | Parent ID | Barcode Print Count | Asset Owner | Asset Cost | MTD Labor Cost | MTD Material Cost | MTD Contract Cost | YTD Labor Cost | YTD Material Cost | YTD Contract Cost | LTD Labor Cost | LTD Material Cost | LTD Contract Cost | Residual Value | Warranty End Date | Purchase Date | Expected Life (Year) | Labor Account | Material Account | Contract Type | Room Code | Space Code | Space Type | Space Use | Space Category | User Area/Dept | Asset Number File | UDF Text 7 | Space Restriction | J.I. Inspected | Varchar10 | Total Size (m2) | Total Area (ft) | Roll up Size (SF) | MFA(D) | IGA | UDF Date1 | UDF Date2 | UDF Date3 | UDF Date4 | UDF Date5 | UDF Note1 | Warranty Notes | Created By | Created Date | Assigned To | Manufacturer/Brand | Model Number | Serial No | Department Description | Asset BI Description | Asset BM Description | Asset Equipment? | Trade | With Schedule Maintenance | Asset Number File | Supplier | Supplier Name | PO/LOA Number | Manufacturer Country | Country of Origin | Sevice Vendor | Warranty Type | Warranty Terms | Varchar19 | Varchar20 | Varchar21 | Varchar22 | Warranty Start Date | UDF Date7 | Manufactured Date | PO Date | T&&C Date | Hospital Name | FREQ | JAN | FEB | MAR | APR | MAY | JUN | JUL | AUG | SEP | OCT | NOV | DEC
1 | H07B100001 | H07B100001 | 15613 | BEMS | B | - | ACT | C | H07 | BEMS | VENTILATORS | VENTILATORS | BA | ICU | L01 | ISH/BE/00356 | 0 |  | 0 | HOSPITAL | 120000 | 0 | 0 | 0 | 0 | 0 | 0 | 0 | 0 | 0 | 0 | 2005-08-01 | 1900-01-01 | 20 | [8 empty] | ICU |  |  |  | 0 | 0 | [12 empty] | admin | 2024-12-12 14:25 |  | MAQUET | SERVO-I | 12770 | INTENSIVE CARE UNIT SERVICES |  |  | 1 | B | 1 |  | SCHMIST SCIENTIFIC SDN BHD | SCHMIST SCIENTIFIC SDN BHD |  | SWITZERLAND |  | IDS MEDICAL SYSTEM (M) SDN BHD |  |  | 0 | 0 | 0 | 0 |  |  |  |  | 2004-12-08 | KPJ Ipoh Specialist Hospital | 2 | bar: MAY; NOV
2 | H07B100002 | H07B100002 | 15613 | BEMS | B | - | ACT | C | H07 | BEMS | VENTILATORS | VENTILATORS | BA | ICU | L01 | ISH/BE/00363 | 0 |  | 0 | HOSPITAL | 120000 | 0 | 0 | 0 | 0 | 0 | 0 | 0 | 0 | 0 | 0 | 2008-12-01 | 1900-01-01 | 17 | [8 empty] | ICU |  |  |  | 0 | 0 | [12 empty] | admin | 2024-12-12 14:25 |  | MAQUET | SERVO-I | 32164 | INTENSIVE CARE UNIT SERVICES |  |  | 1 | B | 1 |  | SUP100018 | IDS MEDICAL SYSTEM (M) SDN BHD |  | SWITZERLAND |  | IDS MEDICAL SYSTEM (M) SDN BHD |  |  | 0 | 0 | 0 | 0 |  |  |  |  | 2007-12-28 | KPJ Ipoh Specialist Hospital | 2 | bar: MAY; NOV
3 | H07B100003 | H07B100003 | 15613 | BEMS | B | - | ACT | C | H07 | BEMS | VENTILATORS | VENTILATORS | BA | ICU | L01 | ISH/BE/00946 | 0 |  | 0 | HOSPITAL | 120000 | 0 | 0 | 0 | 0 | 0 | 0 | 0 | 0 | 0 | 0 | 2013-02-01 | 1900-01-01 | 13 | [8 empty] | ICU |  |  |  | 0 | 0 | [12 empty] | admin | 2024-12-12 14:25 |  | MAQUET | SERVO-I | 49657 | INTENSIVE CARE UNIT SERVICES |  |  | 1 | B | 1 |  | SUP100018 | IDS MEDICAL SYSTEM (M) SDN BHD |  | SWITZERLAND |  | IDS MEDICAL SYSTEM (M) SDN BHD |  |  | 0 | 0 | 0 | 0 |  |  |  |  | 2011-02-17 | KPJ Ipoh Specialist Hospital | 2 | bar: MAY; NOV
4 | H07B100004 | H07B100004 | 15613 | BEMS | B | - | ACT | C | H07 | BEMS | VENTILATORS | VENTILATORS | BA | ICU | L01 | ISH/BE/00947 | 0 |  | 0 | HOSPITAL | 120000 | 0 | 0 | 0 | 0 | 0 | 0 | 0 | 0 | 0 | 0 | 2013-02-01 | 1900-01-01 | 13 | [8 empty] | ICU |  |  |  | 0 | 0 | [12 empty] | admin | 2024-12-12 14:25 |  | MAQUET | SERVO-I | 49658 | INTENSIVE CARE UNIT SERVICES |  |  | 1 | B | 1 |  | SUP100018 | IDS MEDICAL SYSTEM (M) SDN BHD |  | SWITZERLAND |  | IDS MEDICAL SYSTEM (M) SDN BHD |  |  | 0 | 0 | 0 | 0 |  |  |  |  | 2011-02-17 | KPJ Ipoh Specialist Hospital | 2 | bar: MAY; NOV
5 | H07B100005 | H07B100005 | 15613 | BEMS | B | - | ACT | C | H07 | BEMS | VENTILATORS | VENTILATORS | BA | ICU | L01 | ISH/BE/00948 | 0 |  | 0 | HOSPITAL | 120000 | 0 | 0 | 0 | 0 | 0 | 0 | 0 | 0 | 0 | 0 | 2013-02-01 | 1900-01-01 | 13 | [8 empty] | ICU |  |  |  | 0 | 0 | [12 empty] | admin | 2024-12-12 14:25 |  | MAQUET | SERVO-I | 49660 | INTENSIVE CARE UNIT SERVICES |  |  | 1 | B | 1 |  | SUP100018 | IDS MEDICAL SYSTEM (M) SDN BHD |  | SWITZERLAND |  | IDS MEDICAL SYSTEM (M) SDN BHD |  |  | 0 | 0 | 0 | 0 |  |  |  |  | 2011-02-17 | KPJ Ipoh Specialist Hospital | 2 | bar: MAY; NOV
6 | H07B100006 | H07B100006 | 15613 | BEMS | B | - | ACT | C | H07 | BEMS | VENTILATORS | VENTILATORS | BA | ICU | L01 | ISH/BE/01007 | 0 |  | 0 | HOSPITAL | 105000 | 0 | 0 | 0 | 0 | 0 | 0 | 0 | 0 | 0 | 0 | 2013-08-01 | 1900-01-01 | 13 | [8 empty] | ICU |  |  |  | 0 | 0 | [12 empty] | admin | 2024-12-12 14:25 |  | MAQUET | SERVO-I | 45171 | INTENSIVE CARE UNIT SERVICES |  |  | 1 | B | 1 |  | SUP100018 | IDS MEDICAL SYSTEM (M) SDN BHD |  | SWITZERLAND |  | IDS MEDICAL SYSTEM (M) SDN BHD |  |  | 0 | 0 | 0 | 0 |  |  |  |  | 2011-08-19 | KPJ Ipoh Specialist Hospital | 2 | bar: MAY; NOV
7 | H07B100007 | H07B100007 | 15613 | BEMS | B | - | ACT | C | H07 | BEMS | VENTILATORS | VENTILATORS | BA | ICU | L01 | ISH/BE/01296 | 0 |  | 0 | HOSPITAL | 114800 | 0 | 0 | 0 | 0 | 0 | 0 | 0 | 0 | 0 | 0 | 2017-10-01 | 1900-01-01 | 9 | [8 empty] | ICU |  |  |  | 0 | 0 | [12 empty] | admin | 2024-12-12 14:25 |  | MAQUET | SERVO-I | 79403 | INTENSIVE CARE UNIT SERVICES |  |  | 1 | B | 1 |  | SUP100018 | IDS MEDICAL SYSTEM (M) SDN BHD | STOR121184(FA) | SWITZERLAND |  | IDS MEDICAL SYSTEM (M) SDN BHD |  |  | 0 | 0 | 0 | 0 |  |  |  |  | 2015-10-22 | KPJ Ipoh Specialist Hospital | 2 | bar: JAN; JUL
8 | H07B100008 | H07B100008 | 15613 | BEMS | B | - | ACT | C | H07 | BEMS | VENTILATORS | VENTILATORS | BA | ICU | L01 | ISH/BE/01297 | 0 |  | 0 | HOSPITAL | 114800 | 0 | 0 | 0 | 0 | 0 | 0 | 0 | 0 | 0 | 0 | 2017-10-01 | 1900-01-01 | 9 | [8 empty] | ICU |  |  |  | 0 | 0 | [12 empty] | admin | 2024-12-12 14:25 |  | MAQUET | SERVO-I | 79402 | INTENSIVE CARE UNIT SERVICES |  |  | 1 | B | 1 |  | SUP100018 | IDS MEDICAL SYSTEM (M) SDN BHD | STOR121184(FA) | SWITZERLAND |  | IDS MEDICAL SYSTEM (M) SDN BHD |  |  | 0 | 0 | 0 | 0 |  |  |  |  | 2015-10-22 | KPJ Ipoh Specialist Hospital | 2 | bar: JAN; JUL
9 | H07B100009 | H07B100009 | 15613 | BEMS | B | - | ACT | C | H07 | BEMS | VENTILATORS | VENTILATORS | BA | ICU | L01 | ISH/BE/01298 | 0 |  | 0 | HOSPITAL | 114800 | 0 | 0 | 0 | 0 | 0 | 0 | 0 | 0 | 0 | 0 | 2017-10-01 | 1900-01-01 | 9 | [8 empty] | ICU |  |  |  | 0 | 0 | [12 empty] | admin | 2024-12-12 14:25 |  | MAQUET | SERVO-I | 79405 | INTENSIVE CARE UNIT SERVICES |  |  | 1 | B | 1 |  | SUP100018 | IDS MEDICAL SYSTEM (M) SDN BHD | 6750 | SWITZERLAND |  | IDS MEDICAL SYSTEM (M) SDN BHD |  |  | 0 | 0 | 0 | 0 |  |  |  |  | 2015-10-22 | KPJ Ipoh Specialist Hospital | 2 | bar: JAN; JUL
10 | H07B100010 | H07B100010 | 15613 | BEMS | B | - | ACT | C | H07 | BEMS | VENTILATORS | VENTILATORS | BA | ICU | L01 | ISH/BE/01299 | 0 |  | 0 | HOSPITAL | 114800 | 0 | 0 | 0 | 0 | 0 | 0 | 0 | 0 | 0 | 0 | 2017-10-01 | 1900-01-01 | 9 | [8 empty] | ICU |  |  |  | 0 | 0 | [12 empty] | admin | 2024-12-12 14:25 |  | MAQUET | SERVO-I | 79404 | INTENSIVE CARE UNIT SERVICES |  |  | 1 | B | 1 |  | SUP100018 | IDS MEDICAL SYSTEM (M) SDN BHD | STOR121184(FA) | SWITZERLAND |  | IDS MEDICAL SYSTEM (M) SDN BHD |  |  | 0 | 0 | 0 | 0 |  |  |  |  | 2015-10-22 | KPJ Ipoh Specialist Hospital | 2 | bar: JAN; JUL
11 | H07B100011 | H07B100011 | 15613 | BEMS | B | - | ACT | C | H07 | BEMS | VENTILATORS, PORTABLE | VENTILATORS, PORTABLE | BA | ICU | L01 | ISH/BE/01413 | 0 |  | 0 | HOSPITAL | 40000 | 0 | 0 | 0 | 0 | 0 | 0 | 0 | 0 | 0 | 0 | 2018-06-01 | 1900-01-01 | 8 | [8 empty] | ICU |  |  |  | 0 | 0 | [12 empty] | admin | 2024-12-12 14:25 |  | SMITHS MEDICAL | PARAPAC PLUS 310 | 1601352 | INTENSIVE CARE UNIT SERVICES |  |  | 1 | B | 1 |  | PERNIAGAAN MEGA MEDIK | PERNIAGAAN MEGA MEDIK | STOR132208(FA) | USA |  | PRIMED MEDICAL SDN BHD |  |  | 0 | 0 | 0 | 0 |  |  |  |  | 2016-06-02 | KPJ Ipoh Specialist Hospital | 1 | bar: OCT
12 | H07B100012 | H07B100012 | 10347 | BEMS | B | - | ACT | N | H07 | BEMS | ELECTRICAL BEDS | ELECTRICAL BEDS | BA | ICU | L01 | ISH/BE/00879 | 0 |  | 0 | HOSPITAL | 32000 | 0 | 0 | 0 | 0 | 0 | 0 | 0 | 0 | 0 | 0 | 2011-08-01 | 1900-01-01 | 14 | [8 empty] | ICU |  |  |  | 0 | 0 | [12 empty] | admin | 2024-12-12 14:25 |  | HILL-ROM | VC255 | L126AD6814 | INTENSIVE CARE UNIT SERVICES |  |  | 1 | B | 1 |  | ITL HEALTHCARE S.E.A. SDN BHD | ITL HEALTHCARE S.E.A. SDN BHD |  |  |  | PRINCIP ENGINEERING |  |  | 0 | 0 | 0 | 0 |  |  |  |  | 2010-11-08 | KPJ Ipoh Specialist Hospital | 1 | bar: NOV
15 | H07B100015 | H07B100015 | 10347 | BEMS | B | - | ACT | N | H07 | BEMS | ELECTRICAL BEDS | ELECTRICAL BEDS | BA | ICU | L01 | ISH/BE/00882 | 0 |  | 0 | HOSPITAL | 32000 | 0 | 0 | 0 | 0 | 0 | 0 | 0 | 0 | 0 | 0 | 2011-08-01 | 1900-01-01 | 14 | [8 empty] | ICU |  |  |  | 0 | 0 | [12 empty] | admin | 2024-12-12 14:25 |  | HILL-ROM | VC255 | L126AD6815 | INTENSIVE CARE UNIT SERVICES |  |  | 1 | B | 1 |  | ITL HEALTHCARE S.E.A. SDN BHD | ITL HEALTHCARE S.E.A. SDN BHD |  |  |  | PRINCIP ENGINEERING |  |  | 0 | 0 | 0 | 0 |  |  |  |  | 2010-11-08 | KPJ Ipoh Specialist Hospital | 1 | bar: NOV
17 | H07B100017 | H07B100017 | 10347 | BEMS | B | - | ACT | N | H07 | BEMS | ELECTRICAL BEDS | ELECTRICAL BEDS | BA | ICU | L01 | ISH/BE/00885 | 0 |  | 0 | HOSPITAL | 24300 | 0 | 0 | 0 | 0 | 0 | 0 | 0 | 0 | 0 | 0 | 2011-08-01 | 1900-01-01 | 14 | [8 empty] | ICU |  |  |  | 0 | 0 | [12 empty] | admin | 2024-12-12 14:25 |  | HILL-ROM | ES200 | L125AP5584 | INTENSIVE CARE UNIT SERVICES |  |  | 1 | B | 1 |  | ITL HEALTHCARE S.E.A. SDN BHD | ITL HEALTHCARE S.E.A. SDN BHD |  |  |  | PRINCIP ENGINEERING |  |  | 0 | 0 | 0 | 0 |  |  |  |  | 2010-11-08 | KPJ Ipoh Specialist Hospital | 1 | bar: NOV
19 | H07B100019 | H07B100019 | 10347 | BEMS | B | - | ACT | N | H07 | BEMS | ELECTRICAL BEDS | ELECTRICAL BEDS | BA | ICU | L01 | ISH/BE/00887 | 0 |  | 0 | HOSPITAL | 32000 | 0 | 0 | 0 | 0 | 0 | 0 | 0 | 0 | 0 | 0 | 2011-08-01 | 1900-01-01 | 14 | [8 empty] | ICU |  |  |  | 0 | 0 | [12 empty] | admin | 2024-12-12 14:25 |  | HILL-ROM | VC255 | L124AD6664 | INTENSIVE CARE UNIT SERVICES |  |  | 1 | B | 1 |  | ITL HEALTHCARE S.E.A. SDN BHD | ITL HEALTHCARE S.E.A. SDN BHD |  |  |  | PRINCIP ENGINEERING |  |  | 0 | 0 | 0 | 0 |  |  |  |  | 2010-11-08 | KPJ Ipoh Specialist Hospital | 1 | bar: NOV
20 | H07B100020 | H07B100020 | 10347 | BEMS | B | - | ACT | N | H07 | BEMS | ELECTRICAL BEDS | ELECTRICAL BEDS | BA | ICU | L01 | ISH/BE/00888 | 0 |  | 0 | HOSPITAL | 24300 | 0 | 0 | 0 | 0 | 0 | 0 | 0 | 0 | 0 | 0 | 2011-08-01 | 1900-01-01 | 14 | [8 empty] | ICU |  |  |  | 0 | 0 | [12 empty] | admin | 2024-12-12 14:25 |  | HILL-ROM | ES200 | P281AM9271 | INTENSIVE CARE UNIT SERVICES |  |  | 1 | B | 1 |  | ITL HEALTHCARE S.E.A. SDN BHD | ITL HEALTHCARE S.E.A. SDN BHD |  |  |  | PRINCIP ENGINEERING |  |  | 0 | 0 | 0 | 0 |  |  |  |  | 2010-11-08 | KPJ Ipoh Specialist Hospital | 1 | bar: NOV
21 | H07B100021 | H07B100021 | 10347 | BEMS | B | - | ACT | N | H07 | BEMS | ELECTRICAL BEDS | ELECTRICAL BEDS | BA | ICU | L01 | ISH/BE/01208 | 0 |  | 0 | HOSPITAL | 32000 | 0 | 0 | 0 | 0 | 0 | 0 | 0 | 0 | 0 | 0 | 2016-12-01 | 1900-01-01 | 10 | [8 empty] | ICU |  |  |  | 0 | 0 | [12 empty] | admin | 2024-12-12 14:25 |  | HILL-ROM | VC255 | L323AD8100 | INTENSIVE CARE UNIT SERVICES |  |  | 1 | B | 1 |  | HEAL INTEGRATED SOLUTION SDN BHD | HEAL INTEGRATED SOLUTION SDN BHD | STOR 119323(FA) |  |  | PRINCIP ENGINEERING |  |  | 0 | 0 | 0 | 0 |  |  |  |  | 2014-12-30 | KPJ Ipoh Specialist Hospital | 1 | bar: NOV
22 | H07B100022 | H07B100022 | 10347 | BEMS | B | - | ACT | N | H07 | BEMS | ELECTRICAL BEDS | ELECTRICAL BEDS | BA | ICU | L01 | ISH/BE/01209 | 0 |  | 0 | HOSPITAL | 32000 | 0 | 0 | 0 | 0 | 0 | 0 | 0 | 0 | 0 | 0 | 2016-12-01 | 1900-01-01 | 10 | [8 empty] | ICU |  |  |  | 0 | 0 | [12 empty] | admin | 2024-12-12 14:25 |  | HILL-ROM | VC255 | P281AD7709 | INTENSIVE CARE UNIT SERVICES |  |  | 1 | B | 1 |  | HEAL INTEGRATED SOLUTION SDN BHD | HEAL INTEGRATED SOLUTION SDN BHD | STOR 119323(FA) |  |  | PRINCIP ENGINEERING |  |  | 0 | 0 | 0 | 0 |  |  |  |  | 2014-12-30 | KPJ Ipoh Specialist Hospital | 1 | bar: NOV
24 | H07B100024 | H07B100024 | 12647 | BEMS | B | - | ACT | C | H07 | BEMS | PATIENT MONITORING SYSTEM, PORTABLE | PATIENT MONITORING SYSTEM, PORTABLE | BA | ICU | L01 | ISH/BE/00674 | 0 |  | 0 | HOSPITAL | 25000 | 0 | 0 | 0 | 0 | 0 | 0 | 0 | 0 | 0 | 0 | 2010-02-01 | 1900-01-01 | 15 | [8 empty] | ICU |  |  |  | 0 | 0 | [12 empty] | admin | 2024-12-12 14:25 |  | PHILIPS | M3002A | DE83619516 | INTENSIVE CARE UNIT SERVICES |  |  | 1 | B | 1 |  | SUP100018 | IDS MEDICAL SYSTEM (M) SDN BHD |  | GERMANY |  | PRINCIP ENGINEERING |  |  | 0 | 0 | 0 | 0 |  |  |  |  | 2009-02-13 | KPJ Ipoh Specialist Hospital | 2 | bar: FEB; AUG
25 | H07B100025 | H07B100025 | 12647 | BEMS | B | - | ACT | C | H07 | BEMS | PATIENT MONITORING SYSTEM | PATIENT MONITORING SYSTEM | BA | ICU | L01 | ISH/BE/01076 | 0 |  | 0 | HOSPITAL | 60720 | 0 | 0 | 0 | 0 | 0 | 0 | 0 | 0 | 0 | 0 | 2015-02-01 | 1900-01-01 | 11 | [8 empty] | ICU |  |  |  | 0 | 0 | [12 empty] | admin | 2024-12-12 14:25 |  | PHILIPS | 865241 MX700 | DE12510292 | INTENSIVE CARE UNIT SERVICES |  |  | 1 | B | 1 |  | SUP100018 | IDS MEDICAL SYSTEM (M) SDN BHD | STOR101239 | GERMANY |  | PRINCIP ENGINEERING |  |  | 0 | 0 | 0 | 0 |  |  |  |  | 2013-04-02 | KPJ Ipoh Specialist Hospital | 2 | bar: FEB; AUG
26 | H07B100026 | H07B100026 | 12647 | BEMS | B | - | ACT | C | H07 | BEMS | PATIENT MONITORING SYSTEM | PATIENT MONITORING SYSTEM | BA | ICU | L01 | ISH/BE/01077 | 0 |  | 0 | HOSPITAL | 60720 | 0 | 0 | 0 | 0 | 0 | 0 | 0 | 0 | 0 | 0 | 2015-02-01 | 1900-01-01 | 11 | [8 empty] | ICU |  |  |  | 0 | 0 | [12 empty] | admin | 2024-12-12 14:25 |  | PHILIPS | 865241 MX700 | DE12510294 | INTENSIVE CARE UNIT SERVICES |  |  | 1 | B | 1 |  | SUP100018 | IDS MEDICAL SYSTEM (M) SDN BHD | STOR101239 | GERMANY |  | PRINCIP ENGINEERING |  |  | 0 | 0 | 0 | 0 |  |  |  |  | 2013-04-02 | KPJ Ipoh Specialist Hospital | 2 | bar: FEB; AUG
27 | H07B100027 | H07B100027 | 12647 | BEMS | B | - | ACT | C | H07 | BEMS | PATIENT MONITORING SYSTEM | PATIENT MONITORING SYSTEM | BA | ICU | L01 | ISH/BE/01078 | 0 |  | 0 | HOSPITAL | 60720 | 0 | 0 | 0 | 0 | 0 | 0 | 0 | 0 | 0 | 0 | 2015-02-01 | 1900-01-01 | 11 | [8 empty] | ICU |  |  |  | 0 | 0 | [12 empty] | admin | 2024-12-12 14:25 |  | PHILIPS | 865241 MX700 | DE12510295 | INTENSIVE CARE UNIT SERVICES |  |  | 1 | B | 1 |  | SUP100018 | IDS MEDICAL SYSTEM (M) SDN BHD | STOR101239 | GERMANY |  | PRINCIP ENGINEERING |  |  | 0 | 0 | 0 | 0 |  |  |  |  | 2013-04-02 | KPJ Ipoh Specialist Hospital | 2 | bar: FEB; AUG
28 | H07B100028 | H07B100028 | 12647 | BEMS | B | - | ACT | C | H07 | BEMS | PATIENT MONITORING SYSTEM | PATIENT MONITORING SYSTEM | BA | ICU | L01 | ISH/BE/01079 | 0 |  | 0 | HOSPITAL | 60720 | 0 | 0 | 0 | 0 | 0 | 0 | 0 | 0 | 0 | 0 | 2015-02-01 | 1900-01-01 | 11 | [8 empty] | ICU |  |  |  | 0 | 0 | [12 empty] | admin | 2024-12-12 14:25 |  | PHILIPS | 865241 MX700 | DE12510289 | INTENSIVE CARE UNIT SERVICES |  |  | 1 | B | 1 |  | SUP100018 | IDS MEDICAL SYSTEM (M) SDN BHD | STOR101239 | GERMANY |  | PRINCIP ENGINEERING |  |  | 0 | 0 | 0 | 0 |  |  |  |  | 2013-04-02 | KPJ Ipoh Specialist Hospital | 2 | bar: FEB; AUG
29 | H07B100029 | H07B100029 | 12647 | BEMS | B | - | ACT | C | H07 | BEMS | PATIENT MONITORING SYSTEM | PATIENT MONITORING SYSTEM | BA | ICU | L01 | ISH/BE/01180 | 0 |  | 0 | HOSPITAL | 60720 | 0 | 0 | 0 | 0 | 0 | 0 | 0 | 0 | 0 | 0 | 2016-08-01 | 1900-01-01 | 10 | [8 empty] | ICU |  |  |  | 0 | 0 | [12 empty] | admin | 2024-12-12 14:25 |  | PHILIPS | 865241 MX700 | DE12524065 | INTENSIVE CARE UNIT SERVICES |  |  | 1 | B | 1 |  | SUP100018 | IDS MEDICAL SYSTEM (M) SDN BHD | STOR114989(FA) | GERMANY |  | PRINCIP ENGINEERING |  |  | 0 | 0 | 0 | 0 |  |  |  |  | 2014-08-20 | KPJ Ipoh Specialist Hospital | 2 | bar: FEB; AUG
30 | H07B100030 | H07B100030 | 12647 | BEMS | B | - | ACT | C | H07 | BEMS | PATIENT MONITORING SYSTEM | PATIENT MONITORING SYSTEM | BA | ICU | L01 | ISH/BE/01181 | 0 |  | 0 | HOSPITAL | 60720 | 0 | 0 | 0 | 0 | 0 | 0 | 0 | 0 | 0 | 0 | 2016-08-01 | 1900-01-01 | 10 | [8 empty] | ICU |  |  |  | 0 | 0 | [12 empty] | admin | 2024-12-12 14:25 |  | PHILIPS | 865241 MX700 | DE12524066 | INTENSIVE CARE UNIT SERVICES |  |  | 1 | B | 1 |  | SUP100018 | IDS MEDICAL SYSTEM (M) SDN BHD | STOR114989(FA) | GERMANY |  | PRINCIP ENGINEERING |  |  | 0 | 0 | 0 | 0 |  |  |  |  | 2014-08-20 | KPJ Ipoh Specialist Hospital | 2 | bar: FEB; AUG
31 | H07B100031 | H07B100031 | 12647 | BEMS | B | - | ACT | C | H07 | BEMS | PATIENT MONITORING SYSTEM | PATIENT MONITORING SYSTEM | BA | ICU | L01 | ISH/BE/01312 | 0 |  | 0 | HOSPITAL | 61570 | 0 | 0 | 0 | 0 | 0 | 0 | 0 | 0 | 0 | 0 | 2016-10-01 | 1900-01-01 | 9 | [8 empty] | ICU |  |  |  | 0 | 0 | [12 empty] | admin | 2024-12-12 14:25 |  | PHILIPS | 865241 MX700 | DE50931659 | INTENSIVE CARE UNIT SERVICES |  |  | 1 | B | 1 |  | SUP100018 | IDS MEDICAL SYSTEM (M) SDN BHD | STOR118060(FA) | GERMANY |  | PRINCIP ENGINEERING |  |  | 0 | 0 | 0 | 0 |  |  |  |  | 2015-10-19 | KPJ Ipoh Specialist Hospital | 2 | bar: FEB; AUG
32 | H07B100032 | H07B100032 | 12647 | BEMS | B | - | ACT | C | H07 | BEMS | PATIENT MONITORING SYSTEM | PATIENT MONITORING SYSTEM | BA | ICU | L01 | ISH/BE/01313 | 0 |  | 0 | HOSPITAL | 61570 | 0 | 0 | 0 | 0 | 0 | 0 | 0 | 0 | 0 | 0 | 2016-10-01 | 1900-01-01 | 9 | [8 empty] | ICU |  |  |  | 0 | 0 | [12 empty] | admin | 2024-12-12 14:25 |  | PHILIPS | 865241 MX700 | DE50931577 | INTENSIVE CARE UNIT SERVICES |  |  | 1 | B | 1 |  | SUP100018 | IDS MEDICAL SYSTEM (M) SDN BHD | STOR118060(FA) | GERMANY |  | PRINCIP ENGINEERING |  |  | 0 | 0 | 0 | 0 |  |  |  |  | 2015-10-19 | KPJ Ipoh Specialist Hospital | 2 | bar: FEB; AUG
33 | H07B100033 | H07B100033 | 12647 | BEMS | B | - | ACT | C | H07 | BEMS | PATIENT MONITORING SYSTEM | PATIENT MONITORING SYSTEM | BA | ICU | L01 | ISH/BE/01314 | 0 |  | 0 | HOSPITAL | 61570 | 0 | 0 | 0 | 0 | 0 | 0 | 0 | 0 | 0 | 0 | 2016-10-01 | 1900-01-01 | 9 | [8 empty] | ICU |  |  |  | 0 | 0 | [12 empty] | admin | 2024-12-12 14:25 |  | PHILIPS | 865241 MX700 | DE12524077 | INTENSIVE CARE UNIT SERVICES |  |  | 1 | B | 1 |  | SUP100018 | IDS MEDICAL SYSTEM (M) SDN BHD | STOR118060(FA) | GERMANY |  | PRINCIP ENGINEERING |  |  | 0 | 0 | 0 | 0 |  |  |  |  | 2015-10-19 | KPJ Ipoh Specialist Hospital | 2 | bar: FEB; AUG
34 | H07B100034 | H07B100034 | 12647 | BEMS | B | - | ACT | C | H07 | BEMS | PATIENT MONITORING SYSTEM | PATIENT MONITORING SYSTEM | BA | ICU | L01 | ISH/BE/01315 | 0 |  | 0 | HOSPITAL | 61570 | 0 | 0 | 0 | 0 | 0 | 0 | 0 | 0 | 0 | 0 | 2016-10-01 | 1900-01-01 | 9 | [8 empty] | ICU |  |  |  | 0 | 0 | [12 empty] | admin | 2024-12-12 14:25 |  | PHILIPS | 865241 MX700 | DE50931688 | INTENSIVE CARE UNIT SERVICES |  |  | 1 | B | 1 |  | SUP100018 | IDS MEDICAL SYSTEM (M) SDN BHD | STOR118060(FA) | GERMANY |  | PRINCIP ENGINEERING |  |  | 0 | 0 | 0 | 0 |  |  |  |  | 2015-10-19 | KPJ Ipoh Specialist Hospital | 2 | bar: FEB; AUG
35 | H07B100035 | H07B100035 | 12647 | BEMS | B | - | ACT | C | H07 | BEMS | PATIENT MONITORING SYSTEM | PATIENT MONITORING SYSTEM | BA | ICU | L01 | ISH/BE/01316 | 0 |  | 0 | HOSPITAL | 61570 | 0 | 0 | 0 | 0 | 0 | 0 | 0 | 0 | 0 | 0 | 2016-10-01 | 1900-01-01 | 9 | [8 empty] | ICU |  |  |  | 0 | 0 | [12 empty] | admin | 2024-12-12 14:25 |  | PHILIPS | 865241 MX700 | DE50931667 | INTENSIVE CARE UNIT SERVICES |  |  | 1 | B | 1 |  | SUP100018 | IDS MEDICAL SYSTEM (M) SDN BHD | STOR118060(FA) | GERMANY |  | PRINCIP ENGINEERING |  |  | 0 | 0 | 0 | 0 |  |  |  |  | 2015-10-19 | KPJ Ipoh Specialist Hospital | 2 | bar: FEB; AUG
36 | H07B100036 | H07B100036 | 12647 | BEMS | B | - | ACT | C | H07 | BEMS | PATIENT MONITORING SYSTEM | PATIENT MONITORING SYSTEM | BA | ICU | L01 | ISH/BE/01317 | 0 |  | 0 | HOSPITAL | 61570 | 0 | 0 | 0 | 0 | 0 | 0 | 0 | 0 | 0 | 0 | 2016-10-01 | 1900-01-01 | 9 | [8 empty] | ICU |  |  |  | 0 | 0 | [12 empty] | admin | 2024-12-12 14:25 |  | PHILIPS | 865241 MX700 | DE12524081 | INTENSIVE CARE UNIT SERVICES |  |  | 1 | B | 1 |  | SUP100018 | IDS MEDICAL SYSTEM (M) SDN BHD | STOR118060(FA) | GERMANY |  | PRINCIP ENGINEERING |  |  | 0 | 0 | 0 | 0 |  |  |  |  | 2015-10-19 | KPJ Ipoh Specialist Hospital | 2 | bar: FEB; AUG
37 | H07B100037 | H07B100037 | 12647 | BEMS | B | - | ACT | C | H07 | BEMS | PATIENT MONITORING SYSTEM | PATIENT MONITORING SYSTEM | BA | ICU | L01 | ISH/BE/01318 | 0 |  | 0 | HOSPITAL | 61570 | 0 | 0 | 0 | 0 | 0 | 0 | 0 | 0 | 0 | 0 | 2016-10-01 | 1900-01-01 | 9 | [8 empty] | ICU |  |  |  | 0 | 0 | [12 empty] | admin | 2024-12-12 14:25 |  | PHILIPS | 865241 MX700 | DE50931540 | INTENSIVE CARE UNIT SERVICES |  |  | 1 | B | 1 |  | SUP100018 | IDS MEDICAL SYSTEM (M) SDN BHD | STOR118060(FA) | GERMANY |  | PRINCIP ENGINEERING |  |  | 0 | 0 | 0 | 0 |  |  |  |  | 2015-10-19 | KPJ Ipoh Specialist Hospital | 2 | bar: FEB; AUG
38 | H07B100038 | H07B100038 | 12647 | BEMS | B | - | ACT | C | H07 | BEMS | PATIENT MONITORING SYSTEM | PATIENT MONITORING SYSTEM | BA | ICU | L01 | ISH/BE/01319 | 0 |  | 0 | HOSPITAL | 61570 | 0 | 0 | 0 | 0 | 0 | 0 | 0 | 0 | 0 | 0 | 2016-10-01 | 1900-01-01 | 9 | [8 empty] | ICU |  |  |  | 0 | 0 | [12 empty] | admin | 2024-12-12 14:25 |  | PHILIPS | 865241 MX700 | DE50931684 | INTENSIVE CARE UNIT SERVICES |  |  | 1 | B | 1 |  | SUP100018 | IDS MEDICAL SYSTEM (M) SDN BHD | STOR118060(FA) | GERMANY |  | PRINCIP ENGINEERING |  |  | 0 | 0 | 0 | 0 |  |  |  |  | 2015-10-19 | KPJ Ipoh Specialist Hospital | 2 | bar: FEB; AUG
39 | H07B100039 | H07B100039 | 12647 | BEMS | B | - | ACT | C | H07 | BEMS | PATIENT MONITORING SYSTEM, PORTABLE | PATIENT MONITORING SYSTEM, PORTABLE | BA | ICU | L01 | ISH/BE/01320 | 0 |  | 0 | HOSPITAL | 26000 | 0 | 0 | 0 | 0 | 0 | 0 | 0 | 0 | 0 | 0 | 2016-10-01 | 1900-01-01 | 9 | [8 empty] | ICU |  |  |  | 0 | 0 | [12 empty] | admin | 2024-12-12 14:25 |  | PHILIPS | M3002A X-2 | DE506H9523 | INTENSIVE CARE UNIT SERVICES |  |  | 1 | B | 1 |  | SUP100018 | IDS MEDICAL SYSTEM (M) SDN BHD | STOR118060(FA) | GERMANY |  | PRINCIP ENGINEERING |  |  | 0 | 0 | 0 | 0 |  |  |  |  | 2015-10-19 | KPJ Ipoh Specialist Hospital | 2 | bar: FEB; AUG
40 | H07B100040 | H07B100040 | 12647 | BEMS | B | - | ACT | C | H07 | BEMS | CENTRAL PATIENT MONITORING SYSTEM | CENTRAL PATIENT MONITORING SYSTEM | BA | ICU | L01 | ISH/BE/01321 | 0 |  | 0 | HOSPITAL | 120000 | 0 | 0 | 0 | 0 | 0 | 0 | 0 | 0 | 0 | 0 | 2016-10-01 | 1900-01-01 | 9 | [8 empty] | ICU |  |  |  | 0 | 0 | [12 empty] | admin | 2024-12-12 14:25 |  | PHILIPS | 866112 M3150B-IIC | 5412A03653 | INTENSIVE CARE UNIT SERVICES |  |  | 1 | B | 1 |  | SUP100018 | IDS MEDICAL SYSTEM (M) SDN BHD | STOR118060(FA) | GERMANY |  | PRINCIP ENGINEERING |  |  | 0 | 0 | 0 | 0 |  |  |  |  | 2015-10-19 | KPJ Ipoh Specialist Hospital | 2 | bar: FEB; AUG
41 | H07B100041 | H07B100041 | 17116 | BEMS | B | - | ACT | C | H07 | BEMS | DEFIBRILLATORS | DEFIBRILLATORS | BA | ICU | L01 | ISH/BE/01302 | 0 |  | 0 | HOSPITAL | 34000 | 0 | 0 | 0 | 0 | 0 | 0 | 0 | 0 | 0 | 0 | 2016-11-01 | 1900-01-01 | 9 | [8 empty] | ICU |  |  |  | 0 | 0 | [12 empty] | admin | 2024-12-12 14:25 |  | PHILIPS | EFFICIA DFM100 | CN32603151 | INTENSIVE CARE UNIT SERVICES |  |  | 1 | B | 1 |  | UWC HEALTHCARE SDN BHD | UWC HEALTHCARE SDN BHD | STOR125699(FA) | GERMANY |  | PRINCIP ENGINEERING |  |  | 0 | 0 | 0 | 0 |  |  |  |  | 2015-11-12 | KPJ Ipoh Specialist Hospital | 2 | bar: JAN; JUL
42 | H07B100042 | H07B100042 | 17116 | BEMS | B | - | ACT | C | H07 | BEMS | DEFIBRILLATORS (AED) | DEFIBRILLATORS (AED) | BA | ICU | L01 | ISH/BE/00921 | 0 |  | 0 | HOSPITAL | 14700 | 0 | 0 | 0 | 0 | 0 | 0 | 0 | 0 | 0 | 0 | 2011-12-01 | 1900-01-01 | 14 | [8 empty] | ICU |  |  |  | 0 | 0 | [12 empty] | admin | 2024-12-12 14:25 |  | PHILIPS | FR2+ | 510800033 | INTENSIVE CARE UNIT SERVICES |  |  | 1 | B | 1 |  | UWC HEALTHCARE SDN BHD | UWC HEALTHCARE SDN BHD |  | GERMANY |  | BEMS ISH |  |  | 0 | 0 | 0 | 0 |  |  |  |  | 2010-12-21 | KPJ Ipoh Specialist Hospital | 0
43 | H07B100043 | H07B100043 | 13217 | BEMS | B | - | ACT | C | H07 | BEMS | SYRINGE PUMP | SYRINGE PUMP | BA | ICU | L01 | ISH/BE/00397 | 0 |  | 0 | HOSPITAL | 2950 | 0 | 0 | 0 | 0 | 0 | 0 | 0 | 0 | 0 | 0 | 1995-02-01 | 1900-01-01 | 30 | [8 empty] | ICU |  |  |  | 0 | 0 | [12 empty] | admin | 2024-12-12 14:25 |  | TERUMO | STC 525 | 90010430 | INTENSIVE CARE UNIT SERVICES |  |  | 1 | B | 1 |  | JEBSEN & JESSEN TECHNOLOGY SDN BHD | JEBSEN & JESSEN TECHNOLOGY SDN BHD |  | JAPAN |  | PRINCIP ENGINEERING |  |  | 0 | 0 | 0 | 0 |  |  |  |  | 1994-03-02 | KPJ Ipoh Specialist Hospital | 1 | bar: JUN
44 | H07B100044 | H07B100044 | 13217 | BEMS | B | - | ACT | C | H07 | BEMS | SYRINGE PUMP | SYRINGE PUMP | BA | ICU | L01 | ISH/BE/00369 | 0 |  | 0 | HOSPITAL | 2950 | 0 | 0 | 0 | 0 | 0 | 0 | 0 | 0 | 0 | 0 |  | 1900-01-01 | 23 | [8 empty] | ICU |  |  |  | 0 | 0 | [12 empty] | admin | 2024-12-12 14:25 |  | TERUMO | TE 311 | 20901099 | INTENSIVE CARE UNIT SERVICES |  |  | 1 | B | 1 |  | HOSPIMETRIX SDN BHD | HOSPIMETRIX SDN BHD |  | JAPAN |  | PRINCIP ENGINEERING |  |  | 0 | 0 | 0 | 0 |  |  |  |  | 2001-06-22 | KPJ Ipoh Specialist Hospital | 1 | bar: JUN
45 | H07B100045 | H07B100045 | 13215 | BEMS | B | - | ACT | C | H07 | BEMS | INFUSION PUMP | INFUSION PUMP | BA | ICU | L01 | ISH/BE/00362 | 0 |  | 0 | HOSPITAL | 2950 | 0 | 0 | 0 | 0 | 0 | 0 | 0 | 0 | 0 | 0 |  | 1900-01-01 | 20 | [8 empty] | ICU |  |  |  | 0 | 0 | [12 empty] | admin | 2024-12-12 14:25 |  | TERUMO | TE 112 | O3110201 | INTENSIVE CARE UNIT SERVICES |  |  | 1 | B | 1 |  | HOSPIMETRIX SDN BHD | HOSPIMETRIX SDN BHD |  | JAPAN |  | PRINCIP ENGINEERING |  |  | 0 | 0 | 0 | 0 |  |  |  |  | 2004-03-19 | KPJ Ipoh Specialist Hospital | 1 | bar: FEB
46 | H07B100046 | H07B100046 | 13217 | BEMS | B | - | ACT | C | H07 | BEMS | SYRINGE PUMP | SYRINGE PUMP | BA | ICU | L01 | ISH/BE/00361 | 0 |  | 0 | HOSPITAL | 4200 | 0 | 0 | 0 | 0 | 0 | 0 | 0 | 0 | 0 | 0 |  | 1900-01-01 | 19 | [8 empty] | ICU |  |  |  | 0 | 0 | [12 empty] | admin | 2024-12-12 14:25 |  | TERUMO | TE 332 | O3020013 | INTENSIVE CARE UNIT SERVICES |  |  | 1 | B | 1 |  | JEBSEN & JESSEN TECHNOLOGY SDN BHD | JEBSEN & JESSEN TECHNOLOGY SDN BHD |  | JAPAN |  | PRINCIP ENGINEERING |  |  | 0 | 0 | 0 | 0 |  |  |  |  | 2005-01-14 | KPJ Ipoh Specialist Hospital | 1 | bar: FEB
47 | H07B100047 | H07B100047 | 13217 | BEMS | B | - | ACT | C | H07 | BEMS | SYRINGE PUMP | SYRINGE PUMP | BA | ICU | L01 | ISH/BE/00398 | 0 |  | 0 | HOSPITAL | 3000 | 0 | 0 | 0 | 0 | 0 | 0 | 0 | 0 | 0 | 0 |  | 1900-01-01 | 19 | [8 empty] | ICU |  |  |  | 0 | 0 | [12 empty] | admin | 2024-12-12 14:25 |  | TERUMO | TE 332 | 09070001 | INTENSIVE CARE UNIT SERVICES |  |  | 1 | B | 1 |  | JEBSEN & JESSEN TECHNOLOGY SDN BHD | JEBSEN & JESSEN TECHNOLOGY SDN BHD |  | JAPAN |  | PRINCIP ENGINEERING |  |  | 0 | 0 | 0 | 0 |  |  |  |  | 2005-02-25 | KPJ Ipoh Specialist Hospital | 1 | bar: JUN
48 | H07B100048 | H07B100048 | 13215 | BEMS | B | - | ACT | C | H07 | BEMS | INFUSION PUMP | INFUSION PUMP | BA | ICU | L01 | ISH/BE/00420 | 0 |  | 0 | HOSPITAL | 3500 | 0 | 0 | 0 | 0 | 0 | 0 | 0 | 0 | 0 | 0 |  | 1900-01-01 | 17 | [8 empty] | ICU |  |  |  | 0 | 0 | [12 empty] | admin | 2024-12-12 14:25 |  | B.BRAUN | 8712212 | 38775 | INTENSIVE CARE UNIT SERVICES |  |  | 1 | B | 1 |  | B.BRAUN MEDICAL SUPPLIES SDN BHD | B.BRAUN MEDICAL SUPPLIES SDN BHD |  | GERMANY |  | PRINCIP ENGINEERING |  |  | 0 | 0 | 0 | 0 |  |  |  |  | 2007-10-12 | KPJ Ipoh Specialist Hospital | 1 | bar: APR
49 | H07B100049 | H07B100049 | 13217 | BEMS | B | - | ACT | C | H07 | BEMS | SYRINGE PUMP | SYRINGE PUMP | BA | ICU | L01 | ISH/BE/00721 | 0 |  | 0 | HOSPITAL | 2950 | 0 | 0 | 0 | 0 | 0 | 0 | 0 | 0 | 0 | 0 | 2010-10-01 | 1900-01-01 | 15 | [8 empty] | ICU |  |  |  | 0 | 0 | [12 empty] | admin | 2024-12-12 14:25 |  | TERUMO | TE-331NW2S | O9080008 | INTENSIVE CARE UNIT SERVICES |  |  | 1 | B | 1 |  | SUMMIT COMPANY (M) SDN BHD | SUMMIT COMPANY (M) SDN BHD |  | JAPAN |  | PRINCIP ENGINEERING |  |  | 0 | 0 | 0 | 0 |  |  |  |  | 2009-10-30 | KPJ Ipoh Specialist Hospital | 1 | bar: JUN
50 | H07B100050 | H07B100050 | 13217 | BEMS | B | - | ACT | C | H07 | BEMS | SYRINGE PUMP | SYRINGE PUMP | BA | ICU | L01 | ISH/BE/00722 | 0 |  | 0 | HOSPITAL | 2950 | 0 | 0 | 0 | 0 | 0 | 0 | 0 | 0 | 0 | 0 | 2010-10-01 | 1900-01-01 | 15 | [8 empty] | ICU |  |  |  | 0 | 0 | [12 empty] | admin | 2024-12-12 14:25 |  | TERUMO | TE-331NW2S | O9080006 | INTENSIVE CARE UNIT SERVICES |  |  | 1 | B | 1 |  | SUMMIT COMPANY (M) SDN BHD | SUMMIT COMPANY (M) SDN BHD |  | JAPAN |  | PRINCIP ENGINEERING |  |  | 0 | 0 | 0 | 0 |  |  |  |  | 2009-10-30 | KPJ Ipoh Specialist Hospital | 1 | bar: JUN
51 | H07B100051 | H07B100051 | 13217 | BEMS | B | - | ACT | C | H07 | BEMS | SYRINGE PUMP | SYRINGE PUMP | BA | ICU | L01 | ISH/BE/00724 | 0 |  | 0 | HOSPITAL | 2950 | 0 | 0 | 0 | 0 | 0 | 0 | 0 | 0 | 0 | 0 | 2010-10-01 | 1900-01-01 | 15 | [8 empty] | ICU |  |  |  | 0 | 0 | [12 empty] | admin | 2024-12-12 14:25 |  | TERUMO | TE-331NW2S | O9080009 | INTENSIVE CARE UNIT SERVICES |  |  | 1 | B | 1 |  | SUMMIT COMPANY (M) SDN BHD | SUMMIT COMPANY (M) SDN BHD |  | JAPAN |  | PRINCIP ENGINEERING |  |  | 0 | 0 | 0 | 0 |  |  |  |  | 2009-10-30 | KPJ Ipoh Specialist Hospital | 1 | bar: JUN
52 | H07B100052 | H07B100052 | 13215 | BEMS | B | - | ACT | C | H07 | BEMS | INFUSION PUMP | INFUSION PUMP | BA | ICU | L01 | ISH/BE/00924 | 0 |  | 0 | HOSPITAL | 3500 | 0 | 0 | 0 | 0 | 0 | 0 | 0 | 0 | 0 | 0 | 2012-01-01 | 1900-01-01 | 13 | [8 empty] | ICU |  |  |  | 0 | 0 | [12 empty] | admin | 2024-12-12 14:25 |  | B.BRAUN | 8712212 | 65710 | INTENSIVE CARE UNIT SERVICES |  |  | 1 | B | 1 |  | B.BRAUN MEDICAL SUPPLIES SDN BHD | B.BRAUN MEDICAL SUPPLIES SDN BHD |  | GERMANY |  | PRINCIP ENGINEERING |  |  | 0 | 0 | 0 | 0 |  |  |  |  | 2011-12-01 | KPJ Ipoh Specialist Hospital | 1 | bar: FEB
54 | H07B100054 | H07B100054 | 13217 | BEMS | B | - | ACT | C | H07 | BEMS | SYRINGE PUMP | SYRINGE PUMP | BA | ICU | L01 | ISH/BE/00940 | 0 |  | 0 | HOSPITAL | 2950 | 0 | 0 | 0 | 0 | 0 | 0 | 0 | 0 | 0 | 0 | 2012-02-01 | 1900-01-01 | 13 | [8 empty] | ICU |  |  |  | 0 | 0 | [12 empty] | admin | 2024-12-12 14:25 |  | TERUMO | TE-331NW2S | 1012000012 | INTENSIVE CARE UNIT SERVICES |  |  | 1 | B | 1 |  | SUMMIT COMPANY (M) SDN BHD | SUMMIT COMPANY (M) SDN BHD |  | JAPAN |  | PRINCIP ENGINEERING |  |  | 0 | 0 | 0 | 0 |  |  |  |  | 2011-02-16 | KPJ Ipoh Specialist Hospital | 1 | bar: JUN
55 | H07B100055 | H07B100055 | 13217 | BEMS | B | - | ACT | C | H07 | BEMS | SYRINGE PUMP | SYRINGE PUMP | BA | ICU | L01 | ISH/BE/00944 | 0 |  | 0 | HOSPITAL | 2950 | 0 | 0 | 0 | 0 | 0 | 0 | 0 | 0 | 0 | 0 | 2012-02-01 | 1900-01-01 | 13 | [8 empty] | ICU |  |  |  | 0 | 0 | [12 empty] | admin | 2024-12-12 14:25 |  | TERUMO | TE-331NW2S | 1012000010 | INTENSIVE CARE UNIT SERVICES |  |  | 1 | B | 1 |  | SUMMIT COMPANY (M) SDN BHD | SUMMIT COMPANY (M) SDN BHD |  | JAPAN |  | PRINCIP ENGINEERING |  |  | 0 | 0 | 0 | 0 |  |  |  |  | 2011-02-16 | KPJ Ipoh Specialist Hospital | 1 | bar: JUN
56 | H07B100056 | H07B100056 | 13217 | BEMS | B | - | ACT | C | H07 | BEMS | SYRINGE PUMP | SYRINGE PUMP | BA | ICU | L01 | ISH/BE/00943 | 0 |  | 0 | HOSPITAL | 2950 | 0 | 0 | 0 | 0 | 0 | 0 | 0 | 0 | 0 | 0 | 2012-02-01 | 1900-01-01 | 13 | [8 empty] | ICU |  |  |  | 0 | 0 | [12 empty] | admin | 2024-12-12 14:25 |  | TERUMO | TE-331NW2S | 1012000004 | INTENSIVE CARE UNIT SERVICES |  |  | 1 | B | 1 |  | SUMMIT COMPANY (M) SDN BHD | SUMMIT COMPANY (M) SDN BHD |  | JAPAN |  | PRINCIP ENGINEERING |  |  | 0 | 0 | 0 | 0 |  |  |  |  | 2011-02-16 | KPJ Ipoh Specialist Hospital | 1 | bar: JUN
57 | H07B100057 | H07B100057 | 13215 | BEMS | B | - | ACT | C | H07 | BEMS | INFUSION PUMP | INFUSION PUMP | BA | ICU | L01 | ISH/BE/01303 | 0 |  | 0 | HOSPITAL | 3650 | 0 | 0 | 0 | 0 | 0 | 0 | 0 | 0 | 0 | 0 | 2017-11-01 | 1900-01-01 | 9 | [8 empty] | ICU |  |  |  | 0 | 0 | [12 empty] | admin | 2024-12-12 14:25 |  | TERUMO | TE-LM700 | 1501012029 | INTENSIVE CARE UNIT SERVICES |  |  | 1 | B | 1 |  | SUMMIT COMPANY (M) SDN BHD | SUMMIT COMPANY (M) SDN BHD |  | JAPAN |  | PRINCIP ENGINEERING |  |  | 0 | 0 | 0 | 0 |  |  |  |  | 2015-11-16 | KPJ Ipoh Specialist Hospital | 1 | bar: FEB
58 | H07B100058 | H07B100058 | 13215 | BEMS | B | - | ACT | C | H07 | BEMS | INFUSION PUMP | INFUSION PUMP | BA | ICU | L01 | ISH/BE/01304 | 0 |  | 0 | HOSPITAL | 3650 | 0 | 0 | 0 | 0 | 0 | 0 | 0 | 0 | 0 | 0 | 2017-11-01 | 1900-01-01 | 9 | [8 empty] | ICU |  |  |  | 0 | 0 | [12 empty] | admin | 2024-12-12 14:25 |  | TERUMO | TE-LM700 | 1501012019 | INTENSIVE CARE UNIT SERVICES |  |  | 1 | B | 1 |  | SUMMIT COMPANY (M) SDN BHD | SUMMIT COMPANY (M) SDN BHD |  | JAPAN |  | PRINCIP ENGINEERING |  |  | 0 | 0 | 0 | 0 |  |  |  |  | 2015-11-16 | KPJ Ipoh Specialist Hospital | 1 | bar: FEB
59 | H07B100059 | H07B100059 | 13215 | BEMS | B | - | ACT | C | H07 | BEMS | INFUSION PUMP | INFUSION PUMP | BA | ICU | L01 | ISH/BE/01305 | 0 |  | 0 | HOSPITAL | 3650 | 0 | 0 | 0 | 0 | 0 | 0 | 0 | 0 | 0 | 0 | 2017-11-01 | 1900-01-01 | 9 | [8 empty] | ICU |  |  |  | 0 | 0 | [12 empty] | admin | 2024-12-12 14:25 |  | TERUMO | TE-LM700 | 1501012016 | INTENSIVE CARE UNIT SERVICES |  |  | 1 | B | 1 |  | SUMMIT COMPANY (M) SDN BHD | SUMMIT COMPANY (M) SDN BHD |  | JAPAN |  | PRINCIP ENGINEERING |  |  | 0 | 0 | 0 | 0 |  |  |  |  | 2015-11-16 | KPJ Ipoh Specialist Hospital | 1 | bar: JAN
60 | H07B100060 | H07B100060 | 13215 | BEMS | B | - | ACT | C | H07 | BEMS | INFUSION PUMP | INFUSION PUMP | BA | ICU | L01 | ISH/BE/01306 | 0 |  | 0 | HOSPITAL | 3650 | 0 | 0 | 0 | 0 | 0 | 0 | 0 | 0 | 0 | 0 | 2017-11-01 | 1900-01-01 | 9 | [8 empty] | ICU |  |  |  | 0 | 0 | [12 empty] | admin | 2024-12-12 14:25 |  | TERUMO | TE-LM700 | 1501012020 | INTENSIVE CARE UNIT SERVICES |  |  | 1 | B | 1 |  | SUMMIT COMPANY (M) SDN BHD | SUMMIT COMPANY (M) SDN BHD |  | JAPAN |  | PRINCIP ENGINEERING |  |  | 0 | 0 | 0 | 0 |  |  |  |  | 2015-11-16 | KPJ Ipoh Specialist Hospital | 1 | bar: FEB
61 | H07B100061 | H07B100061 | 13215 | BEMS | B | - | ACT | C | H07 | BEMS | INFUSION PUMP | INFUSION PUMP | BA | ICU | L01 | ISH/BE/01307 | 0 |  | 0 | HOSPITAL | 3650 | 0 | 0 | 0 | 0 | 0 | 0 | 0 | 0 | 0 | 0 | 2017-11-01 | 1900-01-01 | 9 | [8 empty] | ICU |  |  |  | 0 | 0 | [12 empty] | admin | 2024-12-12 14:25 |  | TERUMO | TE-LM700 | 1501012012 | INTENSIVE CARE UNIT SERVICES |  |  | 1 | B | 1 |  | SUMMIT COMPANY (M) SDN BHD | SUMMIT COMPANY (M) SDN BHD |  | JAPAN |  | PRINCIP ENGINEERING |  |  | 0 | 0 | 0 | 0 |  |  |  |  | 2015-11-16 | KPJ Ipoh Specialist Hospital | 1 | bar: DEC
62 | H07B100062 | H07B100062 | 13215 | BEMS | B | - | ACT | C | H07 | BEMS | INFUSION PUMP | INFUSION PUMP | BA | ICU | L01 | ISH/BE/01308 | 0 |  | 0 | HOSPITAL | 3650 | 0 | 0 | 0 | 0 | 0 | 0 | 0 | 0 | 0 | 0 | 2017-11-01 | 1900-01-01 | 9 | [8 empty] | ICU |  |  |  | 0 | 0 | [12 empty] | admin | 2024-12-12 14:25 |  | TERUMO | TE-LM700 | 1501012018 | INTENSIVE CARE UNIT SERVICES |  |  | 1 | B | 1 |  | SUMMIT COMPANY (M) SDN BHD | SUMMIT COMPANY (M) SDN BHD |  | JAPAN |  | PRINCIP ENGINEERING |  |  | 0 | 0 | 0 | 0 |  |  |  |  | 2015-11-16 | KPJ Ipoh Specialist Hospital | 1 | bar: DEC
63 | H07B100063 | H07B100063 | 13215 | BEMS | B | - | ACT | C | H07 | BEMS | INFUSION PUMP | INFUSION PUMP | BA | ICU | L01 | ISH/BE/01309 | 0 |  | 0 | HOSPITAL | 3650 | 0 | 0 | 0 | 0 | 0 | 0 | 0 | 0 | 0 | 0 | 2017-11-01 | 1900-01-01 | 9 | [8 empty] | ICU |  |  |  | 0 | 0 | [12 empty] | admin | 2024-12-12 14:25 |  | TERUMO | TE-LM700 | 13001010002 | INTENSIVE CARE UNIT SERVICES |  |  | 1 | B | 1 |  | SUMMIT COMPANY (M) SDN BHD | SUMMIT COMPANY (M) SDN BHD |  | JAPAN |  | PRINCIP ENGINEERING |  |  | 0 | 0 | 0 | 0 |  |  |  |  | 2015-11-16 | KPJ Ipoh Specialist Hospital | 1 | bar: FEB
64 | H07B100064 | H07B100064 | 13215 | BEMS | B | - | ACT | C | H07 | BEMS | INFUSION PUMP | INFUSION PUMP | BA | ICU | L01 | ISH/BE/01310 | 0 |  | 0 | HOSPITAL | 3650 | 0 | 0 | 0 | 0 | 0 | 0 | 0 | 0 | 0 | 0 | 2017-11-01 | 1900-01-01 | 9 | [8 empty] | ICU |  |  |  | 0 | 0 | [12 empty] | admin | 2024-12-12 14:25 |  | TERUMO | TE-LM700 | 1501012030 | INTENSIVE CARE UNIT SERVICES |  |  | 1 | B | 1 |  | SUMMIT COMPANY (M) SDN BHD | SUMMIT COMPANY (M) SDN BHD |  | JAPAN |  | PRINCIP ENGINEERING |  |  | 0 | 0 | 0 | 0 |  |  |  |  | 2015-11-16 | KPJ Ipoh Specialist Hospital | 1 | bar: FEB
65 | H07B100065 | H07B100065 | 13215 | BEMS | B | - | ACT | C | H07 | BEMS | INFUSION PUMP | INFUSION PUMP | BA | ICU | L01 | ISH/BE/01311 | 0 |  | 0 | HOSPITAL | 3650 | 0 | 0 | 0 | 0 | 0 | 0 | 0 | 0 | 0 | 0 | 2017-11-01 | 1900-01-01 | 9 | [8 empty] | ICU |  |  |  | 0 | 0 | [12 empty] | admin | 2024-12-12 14:25 |  | TERUMO | TE-LM700 | 13001010001 | INTENSIVE CARE UNIT SERVICES |  |  | 1 | B | 1 |  | SUMMIT COMPANY (M) SDN BHD | SUMMIT COMPANY (M) SDN BHD |  | JAPAN |  | PRINCIP ENGINEERING |  |  | 0 | 0 | 0 | 0 |  |  |  |  | 2015-11-16 | KPJ Ipoh Specialist Hospital | 1 | bar: FEB
66 | H07B100066 | H07B100066 | 13217 | BEMS | B | - | ACT | C | H07 | BEMS | SYRINGE PUMP | SYRINGE PUMP | BA | ICU | L01 | ISH/BE/01328 | 0 |  | 0 | HOSPITAL | 5850 | 0 | 0 | 0 | 0 | 0 | 0 | 0 | 0 | 0 | 0 | 2018-02-01 | 1900-01-01 | 8 | [8 empty] | ICU |  |  |  | 0 | 0 | [12 empty] | admin | 2024-12-12 14:25 |  | TERUMO | TE*SS800N02 | 1301010782 | INTENSIVE CARE UNIT SERVICES |  |  | 1 | B | 1 |  | SUMMIT COMPANY (M) SDN BHD | SUMMIT COMPANY (M) SDN BHD | STOR 127052 | JAPAN |  | PRINCIP ENGINEERING |  |  | 0 | 0 | 0 | 0 |  |  |  |  | 2016-02-24 | KPJ Ipoh Specialist Hospital | 1 | bar: FEB
67 | H07B100067 | H07B100067 | 13217 | BEMS | B | - | ACT | C | H07 | BEMS | SYRINGE PUMP | SYRINGE PUMP | BA | ICU | L01 | ISH/BE/01329 | 0 |  | 0 | HOSPITAL | 5850 | 0 | 0 | 0 | 0 | 0 | 0 | 0 | 0 | 0 | 0 | 2018-02-01 | 1900-01-01 | 8 | [8 empty] | ICU |  |  |  | 0 | 0 | [12 empty] | admin | 2024-12-12 14:25 |  | TERUMO | TE*SS800N02 | 1512010001 | INTENSIVE CARE UNIT SERVICES |  |  | 1 | B | 1 |  | SUMMIT COMPANY (M) SDN BHD | SUMMIT COMPANY (M) SDN BHD | STOR 127052 | JAPAN |  | PRINCIP ENGINEERING |  |  | 0 | 0 | 0 | 0 |  |  |  |  | 2016-02-24 | KPJ Ipoh Specialist Hospital | 1 | bar: MAY
68 | H07B100068 | H07B100068 | 13217 | BEMS | B | - | ACT | C | H07 | BEMS | SYRINGE PUMP | SYRINGE PUMP | BA | ICU | L01 | ISH/BE/01330 | 0 |  | 0 | HOSPITAL | 5850 | 0 | 0 | 0 | 0 | 0 | 0 | 0 | 0 | 0 | 0 | 2018-02-01 | 1900-01-01 | 8 | [8 empty] | ICU |  |  |  | 0 | 0 | [12 empty] | admin | 2024-12-12 14:25 |  | TERUMO | TE*SS800N02 | 1512010002 | INTENSIVE CARE UNIT SERVICES |  |  | 1 | B | 1 |  | SUMMIT COMPANY (M) SDN BHD | SUMMIT COMPANY (M) SDN BHD | STOR 127052 | JAPAN |  | PRINCIP ENGINEERING |  |  | 0 | 0 | 0 | 0 |  |  |  |  | 2016-02-24 | KPJ Ipoh Specialist Hospital | 1 | bar: MAY
69 | H07B100069 | H07B100069 | 13217 | BEMS | B | - | ACT | C | H07 | BEMS | SYRINGE PUMP | SYRINGE PUMP | BA | ICU | L01 | ISH/BE/01331 | 0 |  | 0 | HOSPITAL | 5850 | 0 | 0 | 0 | 0 | 0 | 0 | 0 | 0 | 0 | 0 | 2018-02-01 | 1900-01-01 | 8 | [8 empty] | ICU |  |  |  | 0 | 0 | [12 empty] | admin | 2024-12-12 14:25 |  | TERUMO | TE*SS800N02 | 1512010003 | INTENSIVE CARE UNIT SERVICES |  |  | 1 | B | 1 |  | SUMMIT COMPANY (M) SDN BHD | SUMMIT COMPANY (M) SDN BHD | STOR 127052 | JAPAN |  | PRINCIP ENGINEERING |  |  | 0 | 0 | 0 | 0 |  |  |  |  | 2016-02-24 | KPJ Ipoh Specialist Hospital | 1 | bar: MAY
70 | H07B100070 | H07B100070 | 13217 | BEMS | B | - | ACT | C | H07 | BEMS | SYRINGE PUMP | SYRINGE PUMP | BA | ICU | L01 | ISH/BE/01332 | 0 |  | 0 | HOSPITAL | 5850 | 0 | 0 | 0 | 0 | 0 | 0 | 0 | 0 | 0 | 0 | 2018-02-01 | 1900-01-01 | 8 | [8 empty] | ICU |  |  |  | 0 | 0 | [12 empty] | admin | 2024-12-12 14:25 |  | TERUMO | TE*SS800N02 | 1512010004 | INTENSIVE CARE UNIT SERVICES |  |  | 1 | B | 1 |  | SUMMIT COMPANY (M) SDN BHD | SUMMIT COMPANY (M) SDN BHD | STOR 127052 | JAPAN |  | PRINCIP ENGINEERING |  |  | 0 | 0 | 0 | 0 |  |  |  |  | 2016-02-24 | KPJ Ipoh Specialist Hospital | 1 | bar: MAY
71 | H07B100071 | H07B100071 | 13217 | BEMS | B | - | ACT | C | H07 | BEMS | SYRINGE PUMP | SYRINGE PUMP | BA | ICU | L01 | ISH/BE/01333 | 0 |  | 0 | HOSPITAL | 5850 | 0 | 0 | 0 | 0 | 0 | 0 | 0 | 0 | 0 | 0 | 2018-02-01 | 1900-01-01 | 8 | [8 empty] | ICU |  |  |  | 0 | 0 | [12 empty] | admin | 2024-12-12 14:25 |  | TERUMO | TE*SS800N02 | 1512010005 | INTENSIVE CARE UNIT SERVICES |  |  | 1 | B | 1 |  | SUMMIT COMPANY (M) SDN BHD | SUMMIT COMPANY (M) SDN BHD | STOR 127052 | JAPAN |  | PRINCIP ENGINEERING |  |  | 0 | 0 | 0 | 0 |  |  |  |  | 2016-02-24 | KPJ Ipoh Specialist Hospital | 1 | bar: MAY
72 | H07B100072 | H07B100072 | 13217 | BEMS | B | - | ACT | C | H07 | BEMS | SYRINGE PUMP | SYRINGE PUMP | BA | ICU | L01 | ISH/BE/01334 | 0 |  | 0 | HOSPITAL | 5850 | 0 | 0 | 0 | 0 | 0 | 0 | 0 | 0 | 0 | 0 | 2018-02-01 | 1900-01-01 | 8 | [8 empty] | ICU |  |  |  | 0 | 0 | [12 empty] | admin | 2024-12-12 14:25 |  | TERUMO | TE*SS800N02 | 1512010006 | INTENSIVE CARE UNIT SERVICES |  |  | 1 | B | 1 |  | SUMMIT COMPANY (M) SDN BHD | SUMMIT COMPANY (M) SDN BHD | STOR 127052 | JAPAN |  | PRINCIP ENGINEERING |  |  | 0 | 0 | 0 | 0 |  |  |  |  | 2016-02-24 | KPJ Ipoh Specialist Hospital | 1 | bar: MAY
73 | H07B100073 | H07B100073 | 13217 | BEMS | B | - | ACT | C | H07 | BEMS | SYRINGE PUMP | SYRINGE PUMP | BA | ICU | L01 | ISH/BE/01335 | 0 |  | 0 | HOSPITAL | 5850 | 0 | 0 | 0 | 0 | 0 | 0 | 0 | 0 | 0 | 0 | 2018-02-01 | 1900-01-01 | 8 | [8 empty] | ICU |  |  |  | 0 | 0 | [12 empty] | admin | 2024-12-12 14:25 |  | TERUMO | TE*SS800N02 | 1512010007 | INTENSIVE CARE UNIT SERVICES |  |  | 1 | B | 1 |  | SUMMIT COMPANY (M) SDN BHD | SUMMIT COMPANY (M) SDN BHD | STOR 127052 | JAPAN |  | PRINCIP ENGINEERING |  |  | 0 | 0 | 0 | 0 |  |  |  |  | 2016-02-24 | KPJ Ipoh Specialist Hospital | 1 | bar: FEB
74 | H07B100074 | H07B100074 | 13217 | BEMS | B | - | ACT | C | H07 | BEMS | SYRINGE PUMP | SYRINGE PUMP | BA | ICU | L01 | ISH/BE/01336 | 0 |  | 0 | HOSPITAL | 5850 | 0 | 0 | 0 | 0 | 0 | 0 | 0 | 0 | 0 | 0 | 2018-02-01 | 1900-01-01 | 8 | [8 empty] | ICU |  |  |  | 0 | 0 | [12 empty] | admin | 2024-12-12 14:25 |  | TERUMO | TE*SS800N02 | 1512010008 | INTENSIVE CARE UNIT SERVICES |  |  | 1 | B | 1 |  | SUMMIT COMPANY (M) SDN BHD | SUMMIT COMPANY (M) SDN BHD | STOR 127052 | JAPAN |  | PRINCIP ENGINEERING |  |  | 0 | 0 | 0 | 0 |  |  |  |  | 2016-02-24 | KPJ Ipoh Specialist Hospital | 1 | bar: MAY
75 | H07B100075 | H07B100075 | 13217 | BEMS | B | - | ACT | C | H07 | BEMS | SYRINGE PUMP | SYRINGE PUMP | BA | ICU | L01 | ISH/BE/01337 | 0 |  | 0 | HOSPITAL | 5850 | 0 | 0 | 0 | 0 | 0 | 0 | 0 | 0 | 0 | 0 | 2018-02-01 | 1900-01-01 | 8 | [8 empty] | ICU |  |  |  | 0 | 0 | [12 empty] | admin | 2024-12-12 14:25 |  | TERUMO | TE*SS800N02 | 1512010009 | INTENSIVE CARE UNIT SERVICES |  |  | 1 | B | 1 |  | SUMMIT COMPANY (M) SDN BHD | SUMMIT COMPANY (M) SDN BHD | STOR 127052 | JAPAN |  | PRINCIP ENGINEERING |  |  | 0 | 0 | 0 | 0 |  |  |  |  | 2016-02-24 | KPJ Ipoh Specialist Hospital | 1 | bar: MAY
76 | H07B100076 | H07B100076 | 13217 | BEMS | B | - | ACT | C | H07 | BEMS | SYRINGE PUMP | SYRINGE PUMP | BA | ICU | L01 | ISH/BE/01338 | 0 |  | 0 | HOSPITAL | 5850 | 0 | 0 | 0 | 0 | 0 | 0 | 0 | 0 | 0 | 0 | 2018-02-01 | 1900-01-01 | 8 | [8 empty] | ICU |  |  |  | 0 | 0 | [12 empty] | admin | 2024-12-12 14:25 |  | TERUMO | TE*SS800N02 | 1512010010 | INTENSIVE CARE UNIT SERVICES |  |  | 1 | B | 1 |  | SUMMIT COMPANY (M) SDN BHD | SUMMIT COMPANY (M) SDN BHD | STOR 127052 | JAPAN |  | PRINCIP ENGINEERING |  |  | 0 | 0 | 0 | 0 |  |  |  |  | 2016-02-24 | KPJ Ipoh Specialist Hospital | 1 | bar: MAY
77 | H07B100077 | H07B100077 | 13217 | BEMS | B | - | ACT | C | H07 | BEMS | SYRINGE PUMP | SYRINGE PUMP | BA | ICU | L01 | ISH/BE/01339 | 0 |  | 0 | HOSPITAL | 5850 | 0 | 0 | 0 | 0 | 0 | 0 | 0 | 0 | 0 | 0 | 2018-02-01 | 1900-01-01 | 8 | [8 empty] | ICU |  |  |  | 0 | 0 | [12 empty] | admin | 2024-12-12 14:25 |  | TERUMO | TE*SS800N02 | 1512010011 | INTENSIVE CARE UNIT SERVICES |  |  | 1 | B | 1 |  | SUMMIT COMPANY (M) SDN BHD | SUMMIT COMPANY (M) SDN BHD | STOR 127052 | JAPAN |  | PRINCIP ENGINEERING |  |  | 0 | 0 | 0 | 0 |  |  |  |  | 2016-02-24 | KPJ Ipoh Specialist Hospital | 1 | bar: MAY
78 | H07B100078 | H07B100078 | 13217 | BEMS | B | - | ACT | C | H07 | BEMS | SYRINGE PUMP | SYRINGE PUMP | BA | ICU | L01 | ISH/BE/01340 | 0 |  | 0 | HOSPITAL | 5850 | 0 | 0 | 0 | 0 | 0 | 0 | 0 | 0 | 0 | 0 | 2018-02-01 | 1900-01-01 | 8 | [8 empty] | ICU |  |  |  | 0 | 0 | [12 empty] | admin | 2024-12-12 14:25 |  | TERUMO | TE*SS800N02 | 1512010012 | INTENSIVE CARE UNIT SERVICES |  |  | 1 | B | 1 |  | SUMMIT COMPANY (M) SDN BHD | SUMMIT COMPANY (M) SDN BHD | STOR 127052 | JAPAN |  | PRINCIP ENGINEERING |  |  | 0 | 0 | 0 | 0 |  |  |  |  | 2016-02-24 | KPJ Ipoh Specialist Hospital | 1 | bar: MAY
79 | H07B100079 | H07B100079 | 13217 | BEMS | B | - | ACT | C | H07 | BEMS | SYRINGE PUMP | SYRINGE PUMP | BA | ICU | L01 | ISH/BE/01341 | 0 |  | 0 | HOSPITAL | 5850 | 0 | 0 | 0 | 0 | 0 | 0 | 0 | 0 | 0 | 0 | 2018-02-01 | 1900-01-01 | 8 | [8 empty] | ICU |  |  |  | 0 | 0 | [12 empty] | admin | 2024-12-12 14:25 |  | TERUMO | TE*SS800N02 | 1512010013 | INTENSIVE CARE UNIT SERVICES |  |  | 1 | B | 1 |  | SUMMIT COMPANY (M) SDN BHD | SUMMIT COMPANY (M) SDN BHD | STOR 127052 | JAPAN |  | PRINCIP ENGINEERING |  |  | 0 | 0 | 0 | 0 |  |  |  |  | 2016-02-24 | KPJ Ipoh Specialist Hospital | 1 | bar: MAY
80 | H07B100080 | H07B100080 | 13217 | BEMS | B | - | ACT | C | H07 | BEMS | SYRINGE PUMP | SYRINGE PUMP | BA | ICU | L01 | ISH/BE/01342 | 0 |  | 0 | HOSPITAL | 5850 | 0 | 0 | 0 | 0 | 0 | 0 | 0 | 0 | 0 | 0 | 2018-02-01 | 1900-01-01 | 8 | [8 empty] | ICU |  |  |  | 0 | 0 | [12 empty] | admin | 2024-12-12 14:25 |  | TERUMO | TE*SS800N02 | 1512010014 | INTENSIVE CARE UNIT SERVICES |  |  | 1 | B | 1 |  | SUMMIT COMPANY (M) SDN BHD | SUMMIT COMPANY (M) SDN BHD | STOR 127052 | JAPAN |  | PRINCIP ENGINEERING |  |  | 0 | 0 | 0 | 0 |  |  |  |  | 2016-02-24 | KPJ Ipoh Specialist Hospital | 1 | bar: MAY
81 | H07B100081 | H07B100081 | 13217 | BEMS | B | - | ACT | C | H07 | BEMS | SYRINGE PUMP | SYRINGE PUMP | BA | ICU | L01 | ISH/BE/01343 | 0 |  | 0 | HOSPITAL | 5850 | 0 | 0 | 0 | 0 | 0 | 0 | 0 | 0 | 0 | 0 | 2018-02-01 | 1900-01-01 | 8 | [8 empty] | ICU |  |  |  | 0 | 0 | [12 empty] | admin | 2024-12-12 14:25 |  | TERUMO | TE*SS800N02 | 1512010015 | INTENSIVE CARE UNIT SERVICES |  |  | 1 | B | 1 |  | SUMMIT COMPANY (M) SDN BHD | SUMMIT COMPANY (M) SDN BHD | STOR 127052 | JAPAN |  | PRINCIP ENGINEERING |  |  | 0 | 0 | 0 | 0 |  |  |  |  | 2016-02-24 | KPJ Ipoh Specialist Hospital | 1 | bar: MAY
82 | H07B100082 | H07B100082 | 13217 | BEMS | B | - | ACT | C | H07 | BEMS | SYRINGE PUMP | SYRINGE PUMP | BA | ICU | L01 | ISH/BE/01344 | 0 |  | 0 | HOSPITAL | 5850 | 0 | 0 | 0 | 0 | 0 | 0 | 0 | 0 | 0 | 0 | 2018-02-01 | 1900-01-01 | 8 | [8 empty] | ICU |  |  |  | 0 | 0 | [12 empty] | admin | 2024-12-12 14:25 |  | TERUMO | TE*SS800N02 | 1512010016 | INTENSIVE CARE UNIT SERVICES |  |  | 1 | B | 1 |  | SUMMIT COMPANY (M) SDN BHD | SUMMIT COMPANY (M) SDN BHD | STOR 127052 | JAPAN |  | PRINCIP ENGINEERING |  |  | 0 | 0 | 0 | 0 |  |  |  |  | 2016-02-24 | KPJ Ipoh Specialist Hospital | 1 | bar: MAY
83 | H07B100083 | H07B100083 | 13217 | BEMS | B | - | ACT | C | H07 | BEMS | SYRINGE PUMP | SYRINGE PUMP | BA | ICU | L01 | ISH/BE/01345 | 0 |  | 0 | HOSPITAL | 5850 | 0 | 0 | 0 | 0 | 0 | 0 | 0 | 0 | 0 | 0 | 2018-02-01 | 1900-01-01 | 8 | [8 empty] | ICU |  |  |  | 0 | 0 | [12 empty] | admin | 2024-12-12 14:25 |  | TERUMO | TE*SS800N02 | 1512010017 | INTENSIVE CARE UNIT SERVICES |  |  | 1 | B | 1 |  | SUMMIT COMPANY (M) SDN BHD | SUMMIT COMPANY (M) SDN BHD | STOR 127052 | JAPAN |  | PRINCIP ENGINEERING |  |  | 0 | 0 | 0 | 0 |  |  |  |  | 2016-02-24 | KPJ Ipoh Specialist Hospital | 1 | bar: MAY
84 | H07B100084 | H07B100084 | 13217 | BEMS | B | - | ACT | C | H07 | BEMS | SYRINGE PUMP | SYRINGE PUMP | BA | ICU | L01 | ISH/BE/01346 | 0 |  | 0 | HOSPITAL | 5850 | 0 | 0 | 0 | 0 | 0 | 0 | 0 | 0 | 0 | 0 | 2018-02-01 | 1900-01-01 | 8 | [8 empty] | ICU |  |  |  | 0 | 0 | [12 empty] | admin | 2024-12-12 14:25 |  | TERUMO | TE*SS800N02 | 1512010018 | INTENSIVE CARE UNIT SERVICES |  |  | 1 | B | 1 |  | SUMMIT COMPANY (M) SDN BHD | SUMMIT COMPANY (M) SDN BHD | STOR 127052 | JAPAN |  | PRINCIP ENGINEERING |  |  | 0 | 0 | 0 | 0 |  |  |  |  | 2016-02-24 | KPJ Ipoh Specialist Hospital | 1 | bar: MAY
85 | H07B100085 | H07B100085 | 13217 | BEMS | B | - | ACT | C | H07 | BEMS | SYRINGE PUMP | SYRINGE PUMP | BA | ICU | L01 | ISH/BE/01347 | 0 |  | 0 | HOSPITAL | 5850 | 0 | 0 | 0 | 0 | 0 | 0 | 0 | 0 | 0 | 0 | 2018-02-01 | 1900-01-01 | 8 | [8 empty] | ICU |  |  |  | 0 | 0 | [12 empty] | admin | 2024-12-12 14:25 |  | TERUMO | TE*SS800N02 | 1512010019 | INTENSIVE CARE UNIT SERVICES |  |  | 1 | B | 1 |  | SUMMIT COMPANY (M) SDN BHD | SUMMIT COMPANY (M) SDN BHD | STOR 127052 | JAPAN |  | PRINCIP ENGINEERING |  |  | 0 | 0 | 0 | 0 |  |  |  |  | 2016-02-24 | KPJ Ipoh Specialist Hospital | 1 | bar: MAY
86 | H07B100086 | H07B100086 | 13217 | BEMS | B | - | ACT | C | H07 | BEMS | SYRINGE PUMP | SYRINGE PUMP | BA | ICU | L01 | ISH/BE/01348 | 0 |  | 0 | HOSPITAL | 5850 | 0 | 0 | 0 | 0 | 0 | 0 | 0 | 0 | 0 | 0 | 2018-02-01 | 1900-01-01 | 8 | [8 empty] | ICU |  |  |  | 0 | 0 | [12 empty] | admin | 2024-12-12 14:25 |  | TERUMO | TE*SS800N02 | 1512010020 | INTENSIVE CARE UNIT SERVICES |  |  | 1 | B | 1 |  | SUMMIT COMPANY (M) SDN BHD | SUMMIT COMPANY (M) SDN BHD | STOR 127052 | JAPAN |  | PRINCIP ENGINEERING |  |  | 0 | 0 | 0 | 0 |  |  |  |  | 2016-02-24 | KPJ Ipoh Specialist Hospital | 1 | bar: MAY
87 | H07B100087 | H07B100087 | 13217 | BEMS | B | - | ACT | C | H07 | BEMS | SYRINGE PUMP | SYRINGE PUMP | BA | ICU | L01 | ISH/BE/01349 | 0 |  | 0 | HOSPITAL | 5850 | 0 | 0 | 0 | 0 | 0 | 0 | 0 | 0 | 0 | 0 | 2018-02-01 | 1900-01-01 | 8 | [8 empty] | ICU |  |  |  | 0 | 0 | [12 empty] | admin | 2024-12-12 14:25 |  | TERUMO | TE*SS800N02 | 1512010021 | INTENSIVE CARE UNIT SERVICES |  |  | 1 | B | 1 |  | SUMMIT COMPANY (M) SDN BHD | SUMMIT COMPANY (M) SDN BHD | STOR 127052 | JAPAN |  | PRINCIP ENGINEERING |  |  | 0 | 0 | 0 | 0 |  |  |  |  | 2016-02-24 | KPJ Ipoh Specialist Hospital | 1 | bar: MAY
88 | H07B100088 | H07B100088 | 13217 | BEMS | B | - | ACT | C | H07 | BEMS | SYRINGE PUMP | SYRINGE PUMP | BA | ICU | L01 | ISH/BE/01350 | 0 |  | 0 | HOSPITAL | 5850 | 0 | 0 | 0 | 0 | 0 | 0 | 0 | 0 | 0 | 0 | 2018-02-01 | 1900-01-01 | 8 | [8 empty] | ICU |  |  |  | 0 | 0 | [12 empty] | admin | 2024-12-12 14:25 |  | TERUMO | TE*SS800N02 | 1512010022 | INTENSIVE CARE UNIT SERVICES |  |  | 1 | B | 1 |  | SUMMIT COMPANY (M) SDN BHD | SUMMIT COMPANY (M) SDN BHD | STOR 127052 | JAPAN |  | PRINCIP ENGINEERING |  |  | 0 | 0 | 0 | 0 |  |  |  |  | 2016-02-24 | KPJ Ipoh Specialist Hospital | 1 | bar: MAY
89 | H07B100089 | H07B100089 | 13217 | BEMS | B | - | ACT | C | H07 | BEMS | SYRINGE PUMP | SYRINGE PUMP | BA | ICU | L01 | ISH/BE/01351 | 0 |  | 0 | HOSPITAL | 5850 | 0 | 0 | 0 | 0 | 0 | 0 | 0 | 0 | 0 | 0 | 2018-02-01 | 1900-01-01 | 8 | [8 empty] | ICU |  |  |  | 0 | 0 | [12 empty] | admin | 2024-12-12 14:25 |  | TERUMO | TE*SS800N02 | 1512010023 | INTENSIVE CARE UNIT SERVICES |  |  | 1 | B | 1 |  | SUMMIT COMPANY (M) SDN BHD | SUMMIT COMPANY (M) SDN BHD | STOR 127052 | JAPAN |  | PRINCIP ENGINEERING |  |  | 0 | 0 | 0 | 0 |  |  |  |  | 2016-02-24 | KPJ Ipoh Specialist Hospital | 1 | bar: MAY
90 | H07B100090 | H07B100090 | 13217 | BEMS | B | - | ACT | C | H07 | BEMS | SYRINGE PUMP | SYRINGE PUMP | BA | ICU | L01 | ISH/BE/01352 | 0 |  | 0 | HOSPITAL | 5850 | 0 | 0 | 0 | 0 | 0 | 0 | 0 | 0 | 0 | 0 | 2018-02-01 | 1900-01-01 | 8 | [8 empty] | ICU |  |  |  | 0 | 0 | [12 empty] | admin | 2024-12-12 14:25 |  | TERUMO | TE*SS800N02 | 1512010024 | INTENSIVE CARE UNIT SERVICES |  |  | 1 | B | 1 |  | SUMMIT COMPANY (M) SDN BHD | SUMMIT COMPANY (M) SDN BHD | STOR 127052 | JAPAN |  | PRINCIP ENGINEERING |  |  | 0 | 0 | 0 | 0 |  |  |  |  | 2016-02-24 | KPJ Ipoh Specialist Hospital | 1 | bar: MAY
91 | H07B100091 | H07B100091 | 13217 | BEMS | B | - | ACT | C | H07 | BEMS | SYRINGE PUMP | SYRINGE PUMP | BA | ICU | L01 | ISH/BE/01353 | 0 |  | 0 | HOSPITAL | 5850 | 0 | 0 | 0 | 0 | 0 | 0 | 0 | 0 | 0 | 0 | 2018-02-01 | 1900-01-01 | 8 | [8 empty] | ICU |  |  |  | 0 | 0 | [12 empty] | admin | 2024-12-12 14:25 |  | TERUMO | TE*SS800N02 | 1512010025 | INTENSIVE CARE UNIT SERVICES |  |  | 1 | B | 1 |  | SUMMIT COMPANY (M) SDN BHD | SUMMIT COMPANY (M) SDN BHD | STOR 127052 | JAPAN |  | PRINCIP ENGINEERING |  |  | 0 | 0 | 0 | 0 |  |  |  |  | 2016-02-24 | KPJ Ipoh Specialist Hospital | 1 | bar: MAY
92 | H07B100092 | H07B100092 | - | BEMS | B | - | ACT | N | H07 | BEMS | PUMP STATION | PUMP STATION | BA | ICU | L01 | ISH/BE/01354 | 0 |  | 0 | HOSPITAL | 3500 | 0 | 0 | 0 | 0 | 0 | 0 | 0 | 0 | 0 | 0 | 2018-02-01 | 1900-01-01 | 8 | [8 empty] | ICU |  |  |  | 0 | 0 | [12 empty] | admin | 2024-12-12 14:25 |  | TERUMO | TE*RS700N | 1211010005 | INTENSIVE CARE UNIT SERVICES |  |  | 1 | B | 1 |  | SUMMIT COMPANY (M) SDN BHD | SUMMIT COMPANY (M) SDN BHD | STOR 127052 | JAPAN |  | BEMS ISH |  |  | 0 | 0 | 0 | 0 |  |  |  |  | 2016-02-24 | KPJ Ipoh Specialist Hospital | 1 | bar: FEB
93 | H07B100093 | H07B100093 | - | BEMS | B | - | ACT | N | H07 | BEMS | PUMP STATION | PUMP STATION | BA | ICU | L01 | ISH/BE/01355 | 0 |  | 0 | HOSPITAL | 3500 | 0 | 0 | 0 | 0 | 0 | 0 | 0 | 0 | 0 | 0 | 2018-02-01 | 1900-01-01 | 8 | [8 empty] | ICU |  |  |  | 0 | 0 | [12 empty] | admin | 2024-12-12 14:25 |  | TERUMO | TE*RS700N | 1211010006 | INTENSIVE CARE UNIT SERVICES |  |  | 1 | B | 1 |  | SUMMIT COMPANY (M) SDN BHD | SUMMIT COMPANY (M) SDN BHD | STOR 127052 | JAPAN |  | BEMS ISH |  |  | 0 | 0 | 0 | 0 |  |  |  |  | 2016-02-24 | KPJ Ipoh Specialist Hospital | 1 | bar: FEB
94 | H07B100094 | H07B100094 | - | BEMS | B | - | ACT | N | H07 | BEMS | PUMP STATION | PUMP STATION | BA | ICU | L01 | ISH/BE/01356 | 0 |  | 0 | HOSPITAL | 3500 | 0 | 0 | 0 | 0 | 0 | 0 | 0 | 0 | 0 | 0 | 2018-02-01 | 1900-01-01 | 8 | [8 empty] | ICU |  |  |  | 0 | 0 | [12 empty] | admin | 2024-12-12 14:25 |  | TERUMO | TE*RS700N | 1211010007 | INTENSIVE CARE UNIT SERVICES |  |  | 1 | B | 1 |  | SUMMIT COMPANY (M) SDN BHD | SUMMIT COMPANY (M) SDN BHD | STOR 127052 | JAPAN |  | BEMS ISH |  |  | 0 | 0 | 0 | 0 |  |  |  |  | 2016-02-24 | KPJ Ipoh Specialist Hospital | 1 | bar: FEB
95 | H07B100095 | H07B100095 | - | BEMS | B | - | ACT | N | H07 | BEMS | PUMP STATION | PUMP STATION | BA | ICU | L01 | ISH/BE/01357 | 0 |  | 0 | HOSPITAL | 3500 | 0 | 0 | 0 | 0 | 0 | 0 | 0 | 0 | 0 | 0 | 2018-02-01 | 1900-01-01 | 8 | [8 empty] | ICU |  |  |  | 0 | 0 | [12 empty] | admin | 2024-12-12 14:25 |  | TERUMO | TE*RS700N | 1403010043 | INTENSIVE CARE UNIT SERVICES |  |  | 1 | B | 1 |  | SUMMIT COMPANY (M) SDN BHD | SUMMIT COMPANY (M) SDN BHD | STOR 127052 | JAPAN |  | BEMS ISH |  |  | 0 | 0 | 0 | 0 |  |  |  |  | 2016-02-24 | KPJ Ipoh Specialist Hospital | 1 | bar: FEB
96 | H07B100096 | H07B100096 | - | BEMS | B | - | ACT | N | H07 | BEMS | PUMP STATION | PUMP STATION | BA | ICU | L01 | ISH/BE/01358 | 0 |  | 0 | HOSPITAL | 3500 | 0 | 0 | 0 | 0 | 0 | 0 | 0 | 0 | 0 | 0 | 2018-02-01 | 1900-01-01 | 8 | [8 empty] | ICU |  |  |  | 0 | 0 | [12 empty] | admin | 2024-12-12 14:25 |  | TERUMO | TE*RS700N | 1403010041 | INTENSIVE CARE UNIT SERVICES |  |  | 1 | B | 1 |  | SUMMIT COMPANY (M) SDN BHD | SUMMIT COMPANY (M) SDN BHD | STOR 127052 | JAPAN |  | BEMS ISH |  |  | 0 | 0 | 0 | 0 |  |  |  |  | 2016-02-24 | KPJ Ipoh Specialist Hospital | 1 | bar: FEB
97 | H07B100097 | H07B100097 | - | BEMS | B | - | ACT | N | H07 | BEMS | PUMP STATION | PUMP STATION | BA | ICU | L01 | ISH/BE/01359 | 0 |  | 0 | HOSPITAL | 3500 | 0 | 0 | 0 | 0 | 0 | 0 | 0 | 0 | 0 | 0 | 2018-02-01 | 1900-01-01 | 8 | [8 empty] | ICU |  |  |  | 0 | 0 | [12 empty] | admin | 2024-12-12 14:25 |  | TERUMO | TE*RS700N | 1403010042 | INTENSIVE CARE UNIT SERVICES |  |  | 1 | B | 1 |  | SUMMIT COMPANY (M) SDN BHD | SUMMIT COMPANY (M) SDN BHD | STOR 127052 | JAPAN |  | BEMS ISH |  |  | 0 | 0 | 0 | 0 |  |  |  |  | 2016-02-24 | KPJ Ipoh Specialist Hospital | 1 | bar: FEB
98 | H07B100098 | H07B100098 | - | BEMS | B | - | ACT | N | H07 | BEMS | PUMP STATION | PUMP STATION | BA | ICU | L01 | ISH/BE/01360 | 0 |  | 0 | HOSPITAL | 3500 | 0 | 0 | 0 | 0 | 0 | 0 | 0 | 0 | 0 | 0 | 2018-02-01 | 1900-01-01 | 8 | [8 empty] | ICU |  |  |  | 0 | 0 | [12 empty] | admin | 2024-12-12 14:25 |  | TERUMO | TE*RS700N | 1301010018 | INTENSIVE CARE UNIT SERVICES |  |  | 1 | B | 1 |  | SUMMIT COMPANY (M) SDN BHD | SUMMIT COMPANY (M) SDN BHD | STOR 127052 | JAPAN |  | BEMS ISH |  |  | 0 | 0 | 0 | 0 |  |  |  |  | 2016-02-24 | KPJ Ipoh Specialist Hospital | 1 | bar: FEB
99 | H07B100099 | H07B100099 | - | BEMS | B | - | ACT | N | H07 | BEMS | PUMP STATION (WITH COM MODULE) | PUMP STATION (WITH COM MODULE) | BA | ICU | L01 | ISH/BE/01361 | 0 |  | 0 | HOSPITAL | 3500 | 0 | 0 | 0 | 0 | 0 | 0 | 0 | 0 | 0 | 0 | 2018-02-01 | 1900-01-01 | 8 | [8 empty] | ICU |  |  |  | 0 | 0 | [12 empty] | admin | 2024-12-12 14:25 |  | TERUMO | TE*RS800N | 1208010053 | INTENSIVE CARE UNIT SERVICES |  |  | 1 | B | 1 |  | SUMMIT COMPANY (M) SDN BHD | SUMMIT COMPANY (M) SDN BHD | STOR 127052 | JAPAN |  | BEMS ISH |  |  | 0 | 0 | 0 | 0 |  |  |  |  | 2016-02-24 | KPJ Ipoh Specialist Hospital | 1 | bar: FEB
100 | H07B100100 | H07B100100 | - | BEMS | B | - | ACT | N | H07 | BEMS | PUMP STATION (WITH COM MODULE) | PUMP STATION (WITH COM MODULE) | BA | ICU | L01 | ISH/BE/01362 | 0 |  | 0 | HOSPITAL | 3500 | 0 | 0 | 0 | 0 | 0 | 0 | 0 | 0 | 0 | 0 | 2018-02-01 | 1900-01-01 | 8 | [8 empty] | ICU |  |  |  | 0 | 0 | [12 empty] | admin | 2024-12-12 14:25 |  | TERUMO | TE*RS800N | 1211010004 | INTENSIVE CARE UNIT SERVICES |  |  | 1 | B | 1 |  | SUMMIT COMPANY (M) SDN BHD | SUMMIT COMPANY (M) SDN BHD | STOR 127052 | JAPAN |  | BEMS ISH |  |  | 0 | 0 | 0 | 0 |  |  |  |  | 2016-02-24 | KPJ Ipoh Specialist Hospital | 1 | bar: FEB
101 | H07B100101 | H07B100101 | 16516 | BEMS | B | - | ACT | C | H07 | BEMS | TEMPORARY EXTERNAL PACEMAKER | TEMPORARY EXTERNAL PACEMAKER | BA | ICU | L01 | ISH/BE/00668 | 0 |  | 0 | HOSPITAL | 20000 | 0 | 0 | 0 | 0 | 0 | 0 | 0 | 0 | 0 | 0 |  | 1900-01-01 | 19 | [8 empty] | ICU |  |  |  | 0 | 0 | [12 empty] | admin | 2024-12-12 14:25 |  | MEDTRONIC | 5375 |  | INTENSIVE CARE UNIT SERVICES |  |  | 1 | B | 1 |  | MEDITAMA SDN.BHD | MEDITAMA SDN.BHD |  | USA |  | MED IMAG ENTERPRISE |  |  | 0 | 0 | 0 | 0 |  |  |  |  | 1905-06-09 | KPJ Ipoh Specialist Hospital | 1 | bar: MAR
102 | H07B100102 | H07B100102 | 16749 | BEMS | B | - | ACT | C | H07 | BEMS | ACTIVATED CLOTTING TIME ANALYZER | ACTIVATED CLOTTING TIME ANALYZER | BA | ICU | L01 | ISH/BE/00382 | 0 |  | 0 | HOSPITAL | 20000 | 0 | 0 | 0 | 0 | 0 | 0 | 0 | 0 | 0 | 0 |  | 1900-01-01 | 18 | [8 empty] | ICU |  |  |  | 0 | 0 | [12 empty] | admin | 2024-12-12 14:25 |  | ACT | 5752 | 620309406 | INTENSIVE CARE UNIT SERVICES |  |  | 1 | B | 1 |  | UG MEDICAL SERVICES SDN.BHD | UG MEDICAL SERVICES SDN.BHD |  | USA |  | BEMS ISH |  |  | 0 | 0 | 0 | 0 |  |  |  |  | 2006-02-08 | KPJ Ipoh Specialist Hospital | 1 | bar: FEB
103 | H07B100103 | H07B100103 | 12276 | BEMS | B | - | ACT | N | H07 | BEMS | EXAMINATION LIGHT | EXAMINATION LIGHT | BA | ICU | L01 | ISH/BE/01371 | 0 |  | 0 | HOSPITAL | 582 | 0 | 0 | 0 | 0 | 0 | 0 | 0 | 0 | 0 | 0 | 2016-12-01 | 1900-01-01 | 9 | [8 empty] | ICU |  |  |  | 0 | 0 | [12 empty] | admin | 2024-12-12 14:25 |  | LKL | WM 701 | 15SWM002171 | INTENSIVE CARE UNIT SERVICES |  |  | 1 | B | 1 |  | LKL ADVANCE METALTECH SDN BHD | LKL ADVANCE METALTECH SDN BHD |  | CHINA |  | PRINCIP ENGINEERING |  |  | 0 | 0 | 0 | 0 |  |  |  |  | 2015-12-01 | KPJ Ipoh Specialist Hospital | 1 | bar: APR
104 | H07B100104 | H07B100104 | - | BEMS | B | - | ACT | C | H07 | BEMS | CONTINUOUS RENAL REPLACEMENT THERAPY | CONTINUOUS RENAL REPLACEMENT THERAPY | BA | ICU | L01 | ISH/BE/00676 | 0 |  | 0 | HOSPITAL | 120000 | 0 | 0 | 0 | 0 | 0 | 0 | 0 | 0 | 0 | 0 | 2010-03-01 | 1900-01-01 | 15 | [8 empty] | ICU |  |  |  | 0 | 0 | [12 empty] | admin | 2024-12-12 14:25 |  | GAMBRO | PRISMAFLEX | PA 2976 | INTENSIVE CARE UNIT SERVICES |  |  | 1 | B | 1 |  | GAMBRO RENAL CARE SDN BHD | GAMBRO RENAL CARE SDN BHD |  | USA |  | BAXTER HEALTHCARE (MALAYSIA) SDN BHD |  |  | 0 | 0 | 0 | 0 |  |  |  |  | 2009-06-03 | KPJ Ipoh Specialist Hospital | 2 | bar: MAR; SEP
105 | H07B100105 | H07B100105 | - | BEMS | B | - | ACT | C | H07 | BEMS | CONTINUOUS RENAL REPLACEMENT THERAPY | CONTINUOUS RENAL REPLACEMENT THERAPY | BA | ICU | L01 | ISH/BE/00995 | 0 |  | 0 | HOSPITAL | 118000 | 0 | 0 | 0 | 0 | 0 | 0 | 0 | 0 | 0 | 0 | 2012-06-01 | 1900-01-01 | 13 | [8 empty] | ICU |  |  |  | 0 | 0 | [12 empty] | admin | 2024-12-12 14:25 |  | GAMBRO | PRISMAFLEX | PA 7937 | INTENSIVE CARE UNIT SERVICES |  |  | 1 | B | 1 |  | GAMBRO RENAL CARE SDN BHD | GAMBRO RENAL CARE SDN BHD |  | USA |  | BAXTER HEALTHCARE (MALAYSIA) SDN BHD |  |  | 0 | 0 | 0 | 0 |  |  |  |  | 2011-06-17 | KPJ Ipoh Specialist Hospital | 2 | bar: MAR; SEP
106 | H07B100106 | H07B100106 | 10969 | BEMS | B | - | ACT | C | H07 | BEMS | DVT PUMP | DVT PUMP | BA | ICU | L01 | ISH/BE/00690 | 0 |  | 0 | HOSPITAL | 3800 | 0 | 0 | 0 | 0 | 0 | 0 | 0 | 0 | 0 | 0 | 2010-07-01 | 1900-01-01 | 15 | [8 empty] | ICU |  |  |  | 0 | 0 | [12 empty] | admin | 2024-12-12 14:25 |  | PRIUS | VENAPRESS | C690020098 | INTENSIVE CARE UNIT SERVICES |  |  | 1 | B | 1 |  | MEDICARE SDN BHD | MEDICARE SDN BHD |  | USA |  | PRINCIP ENGINEERING |  |  | 0 | 0 | 0 | 0 |  |  |  |  | 2009-08-07 | KPJ Ipoh Specialist Hospital | 1 | bar: AUG
108 | H07B100108 | H07B100108 | 10969 | BEMS | B | - | ACT | C | H07 | BEMS | DVT PUMP | DVT PUMP | BA | ICU | L01 | ISH/BE/01437 | 0 |  | 0 | HOSPITAL | 4900 | 0 | 0 | 0 | 0 | 0 | 0 | 0 | 0 | 0 | 0 | 2017-09-01 | 1900-01-01 | 8 | [8 empty] | ICU |  |  |  | 0 | 0 | [12 empty] | admin | 2024-12-12 14:25 |  | CAREMED | VESAFLOW | C860077244 | INTENSIVE CARE UNIT SERVICES |  |  | 1 | B | 1 |  | ATALIS HEALTRHCARE SDN BHD | ATALIS HEALTRHCARE SDN BHD | STOR 134906 (FA) | USA |  | PRINCIP ENGINEERING |  |  | 0 | 0 | 0 | 0 |  |  |  |  | 2016-09-22 | KPJ Ipoh Specialist Hospital | 1 | bar: AUG
109 | H07B100109 | H07B100109 | 16156 | BEMS | B | - | ACT | N | H07 | BEMS | ANEROID SPHYGMOMANOMETER | ANEROID SPHYGMOMANOMETER | BA | ICU | L01 | ISH/BE/01159 | 0 |  | 0 | HOSPITAL | 440 | 0 | 0 | 0 | 0 | 0 | 0 | 0 | 0 | 0 | 0 | 2015-04-01 | 1900-01-01 | 10 | [8 empty] | ICU |  |  |  | 0 | 0 | [12 empty] | admin | 2024-12-12 14:25 |  | WELCH ALLYN | 767 | 131218030325 | INTENSIVE CARE UNIT SERVICES |  |  | 1 | B | 1 |  | JESS MED | JESS MED | STOR 105449 (FA) | GERMANY |  | PRINCIP ENGINEERING |  |  | 0 | 0 | 0 | 0 |  |  |  |  | 2014-04-11 | KPJ Ipoh Specialist Hospital | 1 | bar: DEC
110 | H07B100110 | H07B100110 | 16156 | BEMS | B | - | ACT | N | H07 | BEMS | ANEROID SPHYGMOMANOMETER | ANEROID SPHYGMOMANOMETER | BA | ICU | L01 | ISH/BE/01160 | 0 |  | 0 | HOSPITAL | 440 | 0 | 0 | 0 | 0 | 0 | 0 | 0 | 0 | 0 | 0 | 2015-04-01 | 1900-01-01 | 10 | [8 empty] | ICU |  |  |  | 0 | 0 | [12 empty] | admin | 2024-12-12 14:25 |  | WELCH ALLYN | 767 | 131218025385 | INTENSIVE CARE UNIT SERVICES |  |  | 1 | B | 1 |  | JESS MED | JESS MED | STOR 105449 (FA) | GERMANY |  | PRINCIP ENGINEERING |  |  | 0 | 0 | 0 | 0 |  |  |  |  | 2014-04-11 | KPJ Ipoh Specialist Hospital | 1 | bar: DEC
111 | H07B100111 | H07B100111 | 12068 | BEMS | B | - | ACT | C | H07 | BEMS | HYPER HYPOTHERMIA SYSTEM | HYPER HYPOTHERMIA SYSTEM | BA | ICU | L01 | ISH/BE/00895 | 0 |  | 0 | HOSPITAL | 36000 | 0 | 0 | 0 | 0 | 0 | 0 | 0 | 0 | 0 | 0 | 2011-09-01 | 1900-01-01 | 14 | [8 empty] | ICU |  |  |  | 0 | 0 | [12 empty] | admin | 2024-12-12 14:25 |  | CINCINNATI SUB ZERO | BLANKETROL II | 103-19971 | INTENSIVE CARE UNIT SERVICES |  |  | 1 | B | 1 |  | SUP100016 | INSAN BAKTI SDN BHD |  | USA |  | INSAN BAKTI SDN BHD |  |  | 0 | 0 | 0 | 0 |  |  |  |  | 2010-09-30 | KPJ Ipoh Specialist Hospital | 2 | bar: JUN; DEC
112 | H07B100112 | H07B100112 | 12068 | BEMS | B | - | ACT | C | H07 | BEMS | HYPER HYPOTHERMIA SYSTEM | HYPER HYPOTHERMIA SYSTEM | BA | ICU | L01 | ISH/BE/01020 | 0 |  | 0 | HOSPITAL | 38100 | 0 | 0 | 0 | 0 | 0 | 0 | 0 | 0 | 0 | 0 | 2012-11-01 | 1900-01-01 | 13 | [8 empty] | ICU |  |  |  | 0 | 0 | [12 empty] | admin | 2024-12-12 14:25 |  | CINCINNATI SUB ZERO | BLANKETROL II | 104-20073 | INTENSIVE CARE UNIT SERVICES |  |  | 1 | B | 1 |  | SUP100016 | INSAN BAKTI SDN BHD |  | USA |  | INSAN BAKTI SDN BHD |  |  | 0 | 0 | 0 | 0 |  |  |  |  | 2011-03-11 | KPJ Ipoh Specialist Hospital | 2 | bar: JUN; DEC
113 | H07B100113 | H07B100113 | 11407 | BEMS | B | - | ACT | C | H07 | BEMS | ELECTROCARDIOGRAPH | ELECTROCARDIOGRAPH | BA | ICU | L01 | ISH/BE/01173 | 0 |  | 0 | HOSPITAL | 16750 | 0 | 0 | 0 | 0 | 0 | 0 | 0 | 0 | 0 | 0 | 2016-06-01 | 1900-01-01 | 10 | [8 empty] | ICU |  |  |  | 0 | 0 | [12 empty] | admin | 2024-12-12 14:25 |  | NORAV MEDICAL | NECG 12C | NECG-M13506580017 | INTENSIVE CARE UNIT SERVICES |  |  | 1 | B | 1 |  | SUN MEDICAL SYSTEM SDN BHD | SUN MEDICAL SYSTEM SDN BHD |  | GERMANY |  | SUN MEDICAL SYSTEM SDN. BHD |  |  | 0 | 0 | 0 | 0 |  |  |  |  | 2014-06-20 | KPJ Ipoh Specialist Hospital | 2 | bar: APR; OCT
114 | H07B100114 | H07B100114 | 13209 | BEMS | B | - | ACT | N | H07 | BEMS | ENTERAL FEEDING PUMP | ENTERAL FEEDING PUMP | BA | ICU | L01 | ISH/BE/01009 | 0 |  | 0 | HOSPITAL | 3000 | 0 | 0 | 0 | 0 | 0 | 0 | 0 | 0 | 0 | 0 | 2012-09-01 | 1900-01-01 | 13 | [8 empty] | ICU |  |  |  | 0 | 0 | [12 empty] | admin | 2024-12-12 14:25 |  | KANGAROO | T482400S | C1158288 | INTENSIVE CARE UNIT SERVICES |  |  | 1 | B | 1 |  | SCHMIDT BIOMED TECH SDN BHD | SCHMIDT BIOMED TECH SDN BHD |  | USA |  | PRINCIP ENGINEERING |  |  | 0 | 0 | 0 | 0 |  |  |  |  | 2011-08-09 | KPJ Ipoh Specialist Hospital | 1 | bar: JUL
117 | H07B100117 | H07B100117 | 10447 | BEMS | B | - | ACT | C | H07 | BEMS | BLOOD WARMER | BLOOD WARMER | BA | ICU | L01 | ISH/BE/01128 | 0 |  | 0 | HOSPITAL | 11300 | 0 | 0 | 0 | 0 | 0 | 0 | 0 | 0 | 0 | 0 | 2014-11-01 | 1900-01-01 | 11 | [8 empty] | ICU |  |  |  | 0 | 0 | [12 empty] | admin | 2024-12-12 14:25 |  | STIHLER | ASTOFLOW PLUS ECO | E00345 | INTENSIVE CARE UNIT SERVICES |  |  | 1 | B | 1 |  | GEMILANG ASIA TECHNOLOGY | GEMILANG ASIA TECHNOLOGY | STOR 109981 (FA) | GERMANY |  | GEMILANG ASIA TECHNOLOGY SDN BHD |  |  | 0 | 0 | 0 | 0 |  |  |  |  | 2013-11-28 | KPJ Ipoh Specialist Hospital | 2 | bar: APR; OCT
115 | H07B100115 | H07B100115 | 13209 | BEMS | B | - | ACT | N | H07 | BEMS | ENTERAL FEEDING PUMP | ENTERAL FEEDING PUMP | BA | ICU | L01 | ISH/BE/01011 | 0 |  | 0 | HOSPITAL | 3000 | 0 | 0 | 0 | 0 | 0 | 0 | 0 | 0 | 0 | 0 | 2012-09-01 | 1900-01-01 | 13 | [8 empty] | ICU |  |  |  | 0 | 0 | [12 empty] | admin | 2024-12-12 14:25 |  | KANGAROO | T482400S | C1158282 | INTENSIVE CARE UNIT SERVICES |  |  | 1 | B | 1 |  | SCHMIDT BIOMED TECH SDN BHD | SCHMIDT BIOMED TECH SDN BHD |  | USA |  | PRINCIP ENGINEERING |  |  | 0 | 0 | 0 | 0 |  |  |  |  | 2011-08-09 | KPJ Ipoh Specialist Hospital | 1 | bar: JUL
794 | H07B100794 | H07B100794 | 13460 | BEMS | B | - | ACT | N | H07 | BEMS | WEIGHING SCALES, CHAIR | WEIGHING SCALES, CHAIR | BA | ICU | GF | ISH/BE/02083 | 0 |  | 0 | HOSPITAL | 6500 | 0 | 0 | 0 | 0 | 0 | 0 | 0 | 0 | 0 | 0 | 2029-10-17 | 1900-01-01 | 0 | [8 empty] | DIALYSIS CENTRE |  |  |  | 0 | 0 | [12 empty] | admin | 2024-12-12 14:25 |  | MARSDEN | M-200 | 22401575 | INTENSIVE CARE UNIT SERVICES |  |  | 1 | B | 1 |  | SUP100026 | PRINCIP ENGINEERING | STOR 231305 | UNITED KINGDOM |  | PRINCIP ENGINEERING |  |  | 0 | 0 | 0 | 0 |  |  |  |  | 2024-10-18 | KPJ Ipoh Specialist Hospital | 1 | bar: OCT
118 | H07B100118 | H07B100118 | 13461 | BEMS | B | - | ACT | N | H07 | BEMS | WARMING SYSTEM | WARMING SYSTEM | BA | ICU | L01 | ISH/BE/01157 | 0 |  | 0 | HOSPITAL | 9200 | 0 | 0 | 0 | 0 | 0 | 0 | 0 | 0 | 0 | 0 | 2015-03-01 | 1900-01-01 | 10 | [8 empty] | ICU |  |  |  | 0 | 0 | [12 empty] | admin | 2024-12-12 14:25 |  | CINCINNATI SUB ZERO | WARM AIR 135 | 141-1358979 | INTENSIVE CARE UNIT SERVICES |  |  | 1 | B | 1 |  | SUP100016 | INSAN BAKTI SDN BHD | STOR 112302(FA) | USA |  | PRINCIP ENGINEERING |  |  | 0 | 0 | 0 | 0 |  |  |  |  | 2014-03-26 | KPJ Ipoh Specialist Hospital | 2 | bar: JAN; JUL
119 | H07B100119 | H07B100119 | 13461 | BEMS | B | - | ACT | N | H07 | BEMS | WARMING SYSTEM | WARMING SYSTEM | BA | ICU | L01 | ISH/BE/01182 | 0 |  | 0 | HOSPITAL | 9200 | 0 | 0 | 0 | 0 | 0 | 0 | 0 | 0 | 0 | 0 | 2015-02-01 | 1900-01-01 | 10 | [8 empty] | ICU |  |  |  | 0 | 0 | [12 empty] | admin | 2024-12-12 14:25 |  | CINCINNATI SUB ZERO | WARM AIR 135 | 141-1358992 | INTENSIVE CARE UNIT SERVICES |  |  | 1 | B | 1 |  | SUP100016 | INSAN BAKTI SDN BHD | STOR115561(FA) | USA |  | PRINCIP ENGINEERING |  |  | 0 | 0 | 0 | 0 |  |  |  |  | 2014-08-21 | KPJ Ipoh Specialist Hospital | 2 | bar: JAN; JUL
120 | H07B100120 | H07B100120 | 12330 | BEMS | B | - | ACT | N | H07 | BEMS | PATIENT LIFTER | PATIENT LIFTER | BA | ICU | L01 | ISH/BE/01599 | 0 |  | 0 | HOSPITAL | 0 | 0 | 0 | 0 | 0 | 0 | 0 | 0 | 0 | 0 | 0 |  | 1900-01-01 | 5 | [8 empty] | ICU |  |  |  | 0 | 0 | [12 empty] | admin | 2024-12-12 14:25 |  | HANDICARE | CARINA 350 | 661102325 | INTENSIVE CARE UNIT SERVICES |  |  | 1 | B | 1 |  | MEDIKA SUPPLIES SDN BHD | MEDIKA SUPPLIES SDN BHD |  | CHINA |  | PRINCIP ENGINEERING |  |  | 0 | 0 | 0 | 0 |  |  |  |  | 2019-07-23 | KPJ Ipoh Specialist Hospital | 1 | bar: FEB
121 | H07B100121 | H07B100121 | 15645 | BEMS | B | - | ACT | N | H07 | BEMS | HUMIDIFIER WITH INTEGRATED FLOW | HUMIDIFIER WITH INTEGRATED FLOW | BA | ICU | L01 | ISH/BE/01609 | 0 |  | 0 | HOSPITAL | 20710 | 0 | 0 | 0 | 0 | 0 | 0 | 0 | 0 | 0 | 0 | 2022-02-01 | 1900-01-01 | 4 | [8 empty] | ICU |  |  |  | 0 | 0 | [12 empty] | admin | 2024-12-12 14:25 |  | FISHER & PAYKEL | AIRVO 2 | 191203107398 | INTENSIVE CARE UNIT SERVICES |  |  | 1 | B | 1 |  | SUP100023 | DAYA CERGAS (M) SDN BHD | STOR 180654 | NEW ZEALAND |  | DAYA CERGAS (M) SDN BHD |  |  | 0 | 0 | 0 | 0 |  |  |  |  | 2020-12-03 | KPJ Ipoh Specialist Hospital | 1 | bar: FEB
122 | H07B100122 | H07B100122 | 16516 | BEMS | B | - | ACT | C | H07 | BEMS | TEMPORARY EXTERNAL PACEMAKER | TEMPORARY EXTERNAL PACEMAKER | BA | ICU | L01 | ISH/BE/01722 | 0 |  | 0 | HOSPITAL | 20000 | 0 | 0 | 0 | 0 | 0 | 0 | 0 | 0 | 0 | 0 |  | 1900-01-01 | 2 | [8 empty] | ICU |  |  |  | 0 | 0 | [12 empty] | admin | 2024-12-12 14:25 |  | MEDTRONIC | 5392 | DJH044764P | INTENSIVE CARE UNIT SERVICES |  |  | 1 | B | 1 |  | MEDTRONIC MALAYSIA SDN BHD | MEDTRONIC MALAYSIA SDN BHD | STOR 207182 | USA |  | MEDTRONIC MALAYSIA SDN BHD |  |  | 0 | 0 | 0 | 0 |  |  |  |  | 2022-10-11 | KPJ Ipoh Specialist Hospital | 1 | bar: NOV
123 | H07B100123 | H07B100123 | 16749 | BEMS | B | - | ACT | C | H07 | BEMS | ACTIVATED CLOTTING TIME ANALYZER | ACTIVATED CLOTTING TIME ANALYZER | BA | ICU | L01 | ISH/BE/01753 | 0 |  | 0 | HOSPITAL | 18920 | 0 | 0 | 0 | 0 | 0 | 0 | 0 | 0 | 0 | 0 |  | 1900-01-01 | 1 | [8 empty] | ICU |  |  |  | 0 | 0 | [12 empty] | admin | 2024-12-12 14:25 |  | HELENA LABORATORIES | 5755 | 642225701 | INTENSIVE CARE UNIT SERVICES |  |  | 1 | B | 1 |  | ETERNITY HEALTHCARE SDN BHD | ETERNITY HEALTHCARE SDN BHD | STOR 208159 | USA |  | ETERNITY HEALTHCARE SDN BHD |  |  | 0 | 0 | 0 | 0 |  |  |  |  | 2023-01-17 | KPJ Ipoh Specialist Hospital | 1 | bar: MAR
124 | H07B100124 | H07B100124 | 16749 | BEMS | B | - | ACT | C | H07 | BEMS | VENTILATORS | VENTILATORS | BA | ICU | L01 | ISH/BE/01785 | 0 |  | 0 | HOSPITAL | 140000 | 0 | 0 | 0 | 0 | 0 | 0 | 0 | 0 | 0 | 0 |  | 1900-01-01 | 1 | [8 empty] | ICU |  |  |  | 0 | 0 | [12 empty] | admin | 2024-12-12 14:25 |  | MAQUET CRITICAL CARE | 6694800 | 48701 | INTENSIVE CARE UNIT SERVICES |  |  | 1 | B | 1 |  | SUP100018 | IDS MEDICAL SYSTEM (M) SDN BHD | STOR 208537 | SWEDEN |  | IDS MEDICAL SYSTEM (M) SDN BHD |  |  | 0 | 0 | 0 | 0 |  |  |  |  | 2023-03-28 | KPJ Ipoh Specialist Hospital | 2 | bar: MAR; SEP
125 | H07B100125 | H07B100125 | 13460 | BEMS | B | - | ACT | C | H07 | BEMS | VENTILATORS | VENTILATORS | BA | ICU | L01 | ISH/BE/01786 | 0 |  | 0 | HOSPITAL | 140000 | 0 | 0 | 0 | 0 | 0 | 0 | 0 | 0 | 0 | 0 |  | 1900-01-01 | 1 | [8 empty] | ICU |  |  |  | 0 | 0 | [12 empty] | admin | 2024-12-12 14:25 |  | MAQUET CRITICAL CARE | 6694800 | 48702 | INTENSIVE CARE UNIT SERVICES |  |  | 1 | B | 1 |  | SUP100018 | IDS MEDICAL SYSTEM (M) SDN BHD | STOR 208537 | SWEDEN |  | IDS MEDICAL SYSTEM (M) SDN BHD |  |  | 0 | 0 | 0 | 0 |  |  |  |  | 2023-03-28 | KPJ Ipoh Specialist Hospital | 2 | bar: MAR; SEP
126 | H07B100126 | H07B100126 | 15053 | BEMS | B | - | ACT | C | H07 | BEMS | VENTILATORS | VENTILATORS | BA | ICU | L01 | ISH/BE/01787 | 0 |  | 0 | HOSPITAL | 140000 | 0 | 0 | 0 | 0 | 0 | 0 | 0 | 0 | 0 | 0 |  | 1900-01-01 | 1 | [8 empty] | ICU |  |  |  | 0 | 0 | [12 empty] | admin | 2024-12-12 14:25 |  | MAQUET CRITICAL CARE | 6694800 | 48703 | INTENSIVE CARE UNIT SERVICES |  |  | 1 | B | 1 |  | SUP100018 | IDS MEDICAL SYSTEM (M) SDN BHD | STOR 208537 | SWEDEN |  | IDS MEDICAL SYSTEM (M) SDN BHD |  |  | 0 | 0 | 0 | 0 |  |  |  |  | 2023-03-28 | KPJ Ipoh Specialist Hospital | 2 | bar: MAR; SEP
127 | H07B100127 | H07B100127 | 13460 | BEMS | B | - | ACT | C | H07 | BEMS | VENTILATORS | VENTILATORS | BA | ICU | L01 | ISH/BE/01788 | 0 |  | 0 | HOSPITAL | 140000 | 0 | 0 | 0 | 0 | 0 | 0 | 0 | 0 | 0 | 0 |  | 1900-01-01 | 1 | [8 empty] | ICU |  |  |  | 0 | 0 | [12 empty] | admin | 2024-12-12 14:25 |  | MAQUET CRITICAL CARE | 6694800 | 48704 | INTENSIVE CARE UNIT SERVICES |  |  | 1 | B | 1 |  | SUP100018 | IDS MEDICAL SYSTEM (M) SDN BHD | STOR 208537 | SWEDEN |  | IDS MEDICAL SYSTEM (M) SDN BHD |  |  | 0 | 0 | 0 | 0 |  |  |  |  | 2023-03-28 | KPJ Ipoh Specialist Hospital | 2 | bar: MAR; SEP
128 | H07B100128 | H07B100128 | 13461 | BEMS | B | - | ACT | C | H07 | BEMS | VENTILATORS | VENTILATORS | BA | ICU | L01 | ISH/BE/01789 | 0 |  | 0 | HOSPITAL | 140000 | 0 | 0 | 0 | 0 | 0 | 0 | 0 | 0 | 0 | 0 |  | 1900-01-01 | 1 | [8 empty] | ICU |  |  |  | 0 | 0 | [12 empty] | admin | 2024-12-12 14:25 |  | MAQUET CRITICAL CARE | 6694800 | 48705 | INTENSIVE CARE UNIT SERVICES |  |  | 1 | B | 1 |  | SUP100018 | IDS MEDICAL SYSTEM (M) SDN BHD | STOR 208537 | SWEDEN |  | IDS MEDICAL SYSTEM (M) SDN BHD |  |  | 0 | 0 | 0 | 0 |  |  |  |  | 2023-03-28 | KPJ Ipoh Specialist Hospital | 2 | bar: MAR; SEP
129 | H07B100129 | H07B100129 | 13461 | BEMS | B | - | ACT | C | H07 | BEMS | PATIENT MONITORING SYSTEM, PORTABLE | PATIENT MONITORING SYSTEM, PORTABLE | BA | ICU | L01 | ISH/BE/01804 | 0 |  | 0 | HOSPITAL | 42120 | 0 | 0 | 0 | 0 | 0 | 0 | 0 | 0 | 0 | 0 | 2025-05-02 | 1900-01-01 | 1 | [8 empty] | ICU |  |  |  | 0 | 0 | [12 empty] | admin | 2024-12-12 14:25 |  | PHILIPS | INTELLIVUE X3 | DE752L4866 | INTENSIVE CARE UNIT SERVICES |  |  | 1 | B | 1 |  | LAC MEDICAL SUPPLIES SDN BHD | LAC MEDICAL SUPPLIES SDN BHD | STOR 207436 | USA |  | LAC MEDICAL SUPPLIES SDN BHD |  |  | 0 | 0 | 0 | 0 |  |  |  |  | 2023-03-05 | KPJ Ipoh Specialist Hospital | 2 | bar: MAY; NOV
130 | H07B100130 | H07B100130 | 12276 | BEMS | B | - | ACT | N | H07 | BEMS | EXAMINATION LIGHT | EXAMINATION LIGHT | BA | ICU | L01 | ISH/BE/01802 | 0 |  | 0 | HOSPITAL | 850 | 0 | 0 | 0 | 0 | 0 | 0 | 0 | 0 | 0 | 0 | 2024-02-05 | 1900-01-01 | 0 | [8 empty] | ICU |  |  |  | 0 | 0 | [12 empty] | admin | 2024-12-12 14:25 |  | LKL ADVANCE METALTECH SDN | WM701-LED1 | 23SWM054013 | INTENSIVE CARE UNIT SERVICES |  |  | 1 | B | 1 |  | LKL ADVANCE METAKTECH SDN BHD | LKL ADVANCE METAKTECH SDN BHD | STOR 211444 | MALAYSIA |  | LKL ADVANCE METALTECH SDN BHD |  |  | 0 | 0 | 0 | 0 |  |  |  |  | 2023-03-05 | KPJ Ipoh Specialist Hospital | bar: APR; NOV
131 | H07B100131 | H07B100131 | 12276 | BEMS | B | - | ACT | N | H07 | BEMS | EXAMINATION LIGHT | EXAMINATION LIGHT | BA | ICU | L01 | ISH/BE/01803 | 0 |  | 0 | HOSPITAL | 850 | 0 | 0 | 0 | 0 | 0 | 0 | 0 | 0 | 0 | 0 | 2024-02-05 | 1900-01-01 | 0 | [8 empty] | ICU |  |  |  | 0 | 0 | [12 empty] | admin | 2024-12-12 14:25 |  | LKL ADVANCE METALTECH SDN | WM701-LED1 | 23SWM054014 | INTENSIVE CARE UNIT SERVICES |  |  | 1 | B | 1 |  | LKL ADVANCE METAKTECH SDN BHD | LKL ADVANCE METAKTECH SDN BHD | STOR 211444 | MALAYSIA |  | LKL ADVANCE METALTECH SDN BHD |  |  | 0 | 0 | 0 | 0 |  |  |  |  | 2023-03-05 | KPJ Ipoh Specialist Hospital | 1 | bar: NOV
132 | H07B100132 | H07B100132 | 13215 | BEMS | B | - | ACT | C | H07 | BEMS | INFUSION PUMP | INFUSION PUMP | BA | ICU | L01 | ISH/BE/01809 | 0 |  | 0 | HOSPITAL | 4730 | 0 | 0 | 0 | 0 | 0 | 0 | 0 | 0 | 0 | 0 | 2025-02-05 | 1900-01-01 | 1 | [8 empty] | ICU |  |  |  | 0 | 0 | [12 empty] | admin | 2024-12-12 14:25 |  | TERUMO | TE*LM730A03 | 2003010029 | INTENSIVE CARE UNIT SERVICES |  |  | 1 | B | 1 |  | SUMMIT COMPANY (MALAYSIA) SDN BHD | SUMMIT COMPANY (MALAYSIA) SDN BHD | STOR 211730 | JAPAN |  | SUMMIT COMPANY (MALAYSIA) SDN BHD |  |  | 0 | 0 | 0 | 0 |  |  |  |  | 2023-03-05 | KPJ Ipoh Specialist Hospital | 2 | bar: MAY; NOV
133 | H07B100133 | H07B100133 | 13215 | BEMS | B | - | ACT | C | H07 | BEMS | INFUSION PUMP | INFUSION PUMP | BA | ICU | L01 | ISH/BE/01822 | 0 |  | 0 | HOSPITAL | 4730 | 0 | 0 | 0 | 0 | 0 | 0 | 0 | 0 | 0 | 0 | 2025-02-05 | 1900-01-01 | 1 | [8 empty] | ICU |  |  |  | 0 | 0 | [12 empty] | admin | 2024-12-12 14:25 |  | TERUMO | TE*LM730A03 | 2008010066 | INTENSIVE CARE UNIT SERVICES |  |  | 1 | B | 1 |  | SUMMIT COMPANY (MALAYSIA) SDN BHD | SUMMIT COMPANY (MALAYSIA) SDN BHD | STOR 211730 | JAPAN |  | SUMMIT COMPANY (MALAYSIA) SDN BHD |  |  | 0 | 0 | 0 | 0 |  |  |  |  | 2023-03-05 | KPJ Ipoh Specialist Hospital | 2 | bar: MAY; NOV
134 | H07B100134 | H07B100134 | 13462 | BEMS | B | - | ACT | C | H07 | BEMS | SYRINGE PUMP | SYRINGE PUMP | BA | ICU | L01 | ISH/BE/01843 | 0 |  | 0 | HOSPITAL | 3680 | 0 | 0 | 0 | 0 | 0 | 0 | 0 | 0 | 0 | 0 | 2025-02-05 | 1900-01-01 | 1 | [8 empty] | ICU |  |  |  | 0 | 0 | [12 empty] | admin | 2024-12-12 14:25 |  | TERUMO | TE*SS730N02 | 2111012064 | INTENSIVE CARE UNIT SERVICES |  |  | 1 | B | 1 |  | SUMMIT COMPANY (MALAYSIA) SDN BHD | SUMMIT COMPANY (MALAYSIA) SDN BHD | STOR 211747 | JAPAN |  | SUMMIT COMPANY (MALAYSIA) SDN BHD |  |  | 0 | 0 | 0 | 0 |  |  |  |  | 2023-03-05 | KPJ Ipoh Specialist Hospital | 2 | bar: MAY; NOV
135 | H07B100135 | H07B100135 | 13461 | BEMS | B | - | ACT | C | H07 | BEMS | SYRINGE PUMP | SYRINGE PUMP | BA | ICU | L01 | ISH/BE/01844 | 0 |  | 0 | HOSPITAL | 3680 | 0 | 0 | 0 | 0 | 0 | 0 | 0 | 0 | 0 | 0 | 2025-02-05 | 1900-01-01 | 1 | [8 empty] | ICU |  |  |  | 0 | 0 | [12 empty] | admin | 2024-12-12 14:25 |  | TERUMO | TE*SS730N02 | 2111012065 | INTENSIVE CARE UNIT SERVICES |  |  | 1 | B | 1 |  | SUMMIT COMPANY (MALAYSIA) SDN BHD | SUMMIT COMPANY (MALAYSIA) SDN BHD | STOR 211747 | JAPAN |  | SUMMIT COMPANY (MALAYSIA) SDN BHD |  |  | 0 | 0 | 0 | 0 |  |  |  |  | 2023-03-05 | KPJ Ipoh Specialist Hospital | 2 | bar: MAY; NOV
136 | H07B100136 | H07B100136 | 13460 | BEMS | B | - | ACT | C | H07 | BEMS | SYRINGE PUMP | SYRINGE PUMP | BA | ICU | L01 | ISH/BE/01845 | 0 |  | 0 | HOSPITAL | 3680 | 0 | 0 | 0 | 0 | 0 | 0 | 0 | 0 | 0 | 0 | 2025-02-05 | 1900-01-01 | 1 | [8 empty] | ICU |  |  |  | 0 | 0 | [12 empty] | admin | 2024-12-12 14:25 |  | TERUMO | TE*SS730N02 | 2111012066 | INTENSIVE CARE UNIT SERVICES |  |  | 1 | B | 1 |  | SUMMIT COMPANY (MALAYSIA) SDN BHD | SUMMIT COMPANY (MALAYSIA) SDN BHD | STOR 211747 | JAPAN |  | SUMMIT COMPANY (MALAYSIA) SDN BHD |  |  | 0 | 0 | 0 | 0 |  |  |  |  | 2023-03-05 | KPJ Ipoh Specialist Hospital | 2 | bar: MAY; NOV
137 | H07B100137 | H07B100137 | 13461 | BEMS | B | - | ACT | C | H07 | BEMS | SYRINGE PUMP | SYRINGE PUMP | BA | ICU | L01 | ISH/BE/01852 | 0 |  | 0 | HOSPITAL | 3680 | 0 | 0 | 0 | 0 | 0 | 0 | 0 | 0 | 0 | 0 | 2025-02-05 | 1900-01-01 | 1 | [8 empty] | ICU |  |  |  | 0 | 0 | [12 empty] | admin | 2024-12-12 14:25 |  | TERUMO | TE*SS730N02 | 2111012073 | INTENSIVE CARE UNIT SERVICES |  |  | 1 | B | 1 |  | SUMMIT COMPANY (MALAYSIA) SDN BHD | SUMMIT COMPANY (MALAYSIA) SDN BHD | STOR 211747 | JAPAN |  | SUMMIT COMPANY (MALAYSIA) SDN BHD |  |  | 0 | 0 | 0 | 0 |  |  |  |  | 2023-03-05 | KPJ Ipoh Specialist Hospital | 2 | bar: MAY; NOV
138 | H07B100138 | H07B100138 | 13461 | BEMS | B | - | ACT | C | H07 | BEMS | SYRINGE PUMP | SYRINGE PUMP | BA | ICU | L01 | ISH/BE/01854 | 0 |  | 0 | HOSPITAL | 3680 | 0 | 0 | 0 | 0 | 0 | 0 | 0 | 0 | 0 | 0 | 2025-02-05 | 1900-01-01 | 1 | [8 empty] | ICU |  |  |  | 0 | 0 | [12 empty] | admin | 2024-12-12 14:25 |  | TERUMO | TE*SS730N02 | 2111012075 | INTENSIVE CARE UNIT SERVICES |  |  | 1 | B | 1 |  | SUMMIT COMPANY (MALAYSIA) SDN BHD | SUMMIT COMPANY (MALAYSIA) SDN BHD | STOR 211747 | JAPAN |  | SUMMIT COMPANY (MALAYSIA) SDN BHD |  |  | 0 | 0 | 0 | 0 |  |  |  |  | 2023-03-05 | KPJ Ipoh Specialist Hospital | 2 | bar: MAY; NOV
139 | H07B100139 | H07B100139 | 13460 | BEMS | B | - | ACT | C | H07 | BEMS | SYRINGE PUMP | SYRINGE PUMP | BA | ICU | L01 | ISH/BE/01856 | 0 |  | 0 | HOSPITAL | 3680 | 0 | 0 | 0 | 0 | 0 | 0 | 0 | 0 | 0 | 0 | 2025-02-05 | 1900-01-01 | 1 | [8 empty] | ICU |  |  |  | 0 | 0 | [12 empty] | admin | 2024-12-12 14:25 |  | TERUMO | TE*SS730N02 | 2111012077 | INTENSIVE CARE UNIT SERVICES |  |  | 1 | B | 1 |  | SUMMIT COMPANY (MALAYSIA) SDN BHD | SUMMIT COMPANY (MALAYSIA) SDN BHD | STOR 211747 | JAPAN |  | SUMMIT COMPANY (MALAYSIA) SDN BHD |  |  | 0 | 0 | 0 | 0 |  |  |  |  | 2023-03-05 | KPJ Ipoh Specialist Hospital | 2 | bar: MAY; NOV
140 | H07B100140 | H07B100140 | 10347 | BEMS | B | - | ACT | N | H07 | BEMS | ELECTRICAL BEDS | ELECTRICAL BEDS | BA | ICU | L01 | ISH/BE/01859 | 0 |  | 0 | HOSPITAL | 19500 | 0 | 0 | 0 | 0 | 0 | 0 | 0 | 0 | 0 | 0 |  | 1900-01-01 | 1 | [8 empty] | ICU |  |  |  | 0 | 0 | [12 empty] | admin | 2024-12-12 14:25 |  | LKL ADVANCE METALTECH SDN | BA9900-WA3-18 | 23SBA029494 | INTENSIVE CARE UNIT SERVICES |  |  | 1 | B | 1 |  | LKL ADVANCE METALTECH SDN BHD | LKL ADVANCE METALTECH SDN BHD | STOR 210980 | MALAYSIA |  | LKL ADVANCE METALTECH SDN BHD |  |  | 0 | 0 | 0 | 0 |  |  |  |  | 2023-05-23 | KPJ Ipoh Specialist Hospital | 1 | bar: MAY
141 | H07B100141 | H07B100141 | 10347 | BEMS | B | - | ACT | N | H07 | BEMS | ELECTRICAL BEDS | ELECTRICAL BEDS | BA | ICU | L01 | ISH/BE/01860 | 0 |  | 0 | HOSPITAL | 19500 | 0 | 0 | 0 | 0 | 0 | 0 | 0 | 0 | 0 | 0 |  | 1900-01-01 | 1 | [8 empty] | ICU |  |  |  | 0 | 0 | [12 empty] | admin | 2024-12-12 14:25 |  | LKL ADVANCE METALTECH SDN | BA9900-WA3-18 | 23SBA029495 | INTENSIVE CARE UNIT SERVICES |  |  | 1 | B | 1 |  | LKL ADVANCE METALTECH SDN BHD | LKL ADVANCE METALTECH SDN BHD | STOR 210980 | MALAYSIA |  | LKL ADVANCE METALTECH SDN BHD |  |  | 0 | 0 | 0 | 0 |  |  |  |  | 2023-05-23 | KPJ Ipoh Specialist Hospital | 1 | bar: MAY
142 | H07B100142 | H07B100142 | 10347 | BEMS | B | - | ACT | N | H07 | BEMS | ELECTRICAL BEDS | ELECTRICAL BEDS | BA | ICU | L01 | ISH/BE/01861 | 0 |  | 0 | HOSPITAL | 19500 | 0 | 0 | 0 | 0 | 0 | 0 | 0 | 0 | 0 | 0 |  | 1900-01-01 | 1 | [8 empty] | ICU |  |  |  | 0 | 0 | [12 empty] | admin | 2024-12-12 14:25 |  | LKL ADVANCE METALTECH SDN | BA9900-WA3-18 | 23SBA029496 | INTENSIVE CARE UNIT SERVICES |  |  | 1 | B | 1 |  | LKL ADVANCE METALTECH SDN BHD | LKL ADVANCE METALTECH SDN BHD | STOR 210980 | MALAYSIA |  | LKL ADVANCE METALTECH SDN BHD |  |  | 0 | 0 | 0 | 0 |  |  |  |  | 2023-05-23 | KPJ Ipoh Specialist Hospital | 1 | bar: MAY
143 | H07B100143 | H07B100143 | 10347 | BEMS | B | - | ACT | N | H07 | BEMS | ELECTRICAL BEDS | ELECTRICAL BEDS | BA | ICU | L01 | ISH/BE/01862 | 0 |  | 0 | HOSPITAL | 19500 | 0 | 0 | 0 | 0 | 0 | 0 | 0 | 0 | 0 | 0 |  | 1900-01-01 | 1 | [8 empty] | ICU |  |  |  | 0 | 0 | [12 empty] | admin | 2024-12-12 14:25 |  | LKL ADVANCE METALTECH SDN | BA9900-WA3-18 | 23SBA029497 | INTENSIVE CARE UNIT SERVICES |  |  | 1 | B | 1 |  | LKL ADVANCE METALTECH SDN BHD | LKL ADVANCE METALTECH SDN BHD | STOR 210980 | MALAYSIA |  | LKL ADVANCE METALTECH SDN BHD |  |  | 0 | 0 | 0 | 0 |  |  |  |  | 2023-05-23 | KPJ Ipoh Specialist Hospital | 1 | bar: MAY
144 | H07B100144 | H07B100144 | 10347 | BEMS | B | - | ACT | N | H07 | BEMS | ELECTRICAL BEDS | ELECTRICAL BEDS | BA | ICU | L01 | ISH/BE/01687 | 0 |  | 0 | HOSPITAL | 19500 | 0 | 0 | 0 | 0 | 0 | 0 | 0 | 0 | 0 | 0 | 2027-12-07 | 1900-01-01 | 2 | [8 empty] | ICU |  |  |  | 0 | 0 | [12 empty] | admin | 2024-12-12 14:25 |  | LKL ADVANCE METALTECH SDN | BA9900-WA3-18 | 22SBA025488 | INTENSIVE CARE UNIT SERVICES |  |  | 1 | B | 1 |  | LKL ADVANCE METALTECH SDN BHD | LKL ADVANCE METALTECH SDN BHD | STOR 202697 | MALAYSIA |  | LKL ADVANCE METALTECH SDN BHD |  |  | 0 | 0 | 0 | 0 |  |  |  |  | 2022-07-13 | KPJ Ipoh Specialist Hospital | 1 | bar: JUL
145 | H07B100145 | H07B100145 | 10347 | BEMS | B | - | ACT | N | H07 | BEMS | ELECTRICAL BEDS | ELECTRICAL BEDS | BA | ICU | L01 | ISH/BE/01688 | 0 |  | 0 | HOSPITAL | 19500 | 0 | 0 | 0 | 0 | 0 | 0 | 0 | 0 | 0 | 0 | 2027-12-07 | 1900-01-01 | 2 | [8 empty] | ICU |  |  |  | 0 | 0 | [12 empty] | admin | 2024-12-12 14:25 |  | LKL ADVANCE METALTECH SDN | BA9900-WA3-18 | 22SBA025489 | INTENSIVE CARE UNIT SERVICES |  |  | 1 | B | 1 |  | LKL ADVANCE METALTECH SDN BHD | LKL ADVANCE METALTECH SDN BHD | STOR 202697 | MALAYSIA |  | LKL ADVANCE METALTECH SDN BHD |  |  | 0 | 0 | 0 | 0 |  |  |  |  | 2022-07-13 | KPJ Ipoh Specialist Hospital | 1 | bar: JUL
146 | H07B100146 | H07B100146 | 10347 | BEMS | B | - | ACT | N | H07 | BEMS | ELECTRICAL BEDS | ELECTRICAL BEDS | BA | ICU | L01 | ISH/BE/01689 | 0 |  | 0 | HOSPITAL | 19500 | 0 | 0 | 0 | 0 | 0 | 0 | 0 | 0 | 0 | 0 | 2027-12-07 | 1900-01-01 | 2 | [8 empty] | ICU |  |  |  | 0 | 0 | [12 empty] | admin | 2024-12-12 14:25 |  | LKL ADVANCE METALTECH SDN | BA9900-WA3-18 | 22SBA025490 | INTENSIVE CARE UNIT SERVICES |  |  | 1 | B | 1 |  | LKL ADVANCE METALTECH SDN BHD | LKL ADVANCE METALTECH SDN BHD | STOR 202697 | MALAYSIA |  | LKL ADVANCE METALTECH SDN BHD |  |  | 0 | 0 | 0 | 0 |  |  |  |  | 2022-07-13 | KPJ Ipoh Specialist Hospital | 1 | bar: JUL
147 | H07B100147 | H07B100147 | 10347 | BEMS | B | - | ACT | N | H07 | BEMS | ELECTRICAL BEDS | ELECTRICAL BEDS | BA | ICU | L01 | ISH/BE/01690 | 0 |  | 0 | HOSPITAL | 19500 | 0 | 0 | 0 | 0 | 0 | 0 | 0 | 0 | 0 | 0 | 2027-12-07 | 1900-01-01 | 2 | [8 empty] | ICU |  |  |  | 0 | 0 | [12 empty] | admin | 2024-12-12 14:25 |  | LKL ADVANCE METALTECH SDN | BA9900-WA3-18 | 22SBA025491 | INTENSIVE CARE UNIT SERVICES |  |  | 1 | B | 1 |  | LKL ADVANCE METALTECH SDN BHD | LKL ADVANCE METALTECH SDN BHD | STOR 202697 | MALAYSIA |  | LKL ADVANCE METALTECH SDN BHD |  |  | 0 | 0 | 0 | 0 |  |  |  |  | 2022-07-13 | KPJ Ipoh Specialist Hospital | 1 | bar: JUL
148 | H07B100148 | H07B100148 | 10347 | BEMS | B | - | ACT | N | H07 | BEMS | ELECTRICAL BEDS | ELECTRICAL BEDS | BA | ICU | L01 | ISH/BE/01691 | 0 |  | 0 | HOSPITAL | 19500 | 0 | 0 | 0 | 0 | 0 | 0 | 0 | 0 | 0 | 0 | 2027-12-07 | 1900-01-01 | 2 | [8 empty] | ICU |  |  |  | 0 | 0 | [12 empty] | admin | 2024-12-12 14:25 |  | LKL ADVANCE METALTECH SDN | BA9900-WA3-18 | 22SBA025492 | INTENSIVE CARE UNIT SERVICES |  |  | 1 | B | 1 |  | LKL ADVANCE METALTECH SDN BHD | LKL ADVANCE METALTECH SDN BHD | STOR 202697 | MALAYSIA |  | LKL ADVANCE METALTECH SDN BHD |  |  | 0 | 0 | 0 | 0 |  |  |  |  | 2022-07-13 | KPJ Ipoh Specialist Hospital | 1 | bar: JUL
149 | H07B100149 | H07B100149 | 17116 | BEMS | B | - | ACT | C | H07 | BEMS | DEFIBRILLATOR | DEFIBRILLATOR | BA | ICU | L01 | ISH/BE/01893 | 0 |  | 0 | HOSPITAL | 25600 | 0 | 0 | 0 | 0 | 0 | 0 | 0 | 0 | 0 | 0 |  | 1900-01-01 | 1 | [8 empty] | ICU |  |  |  | 0 | 0 | [12 empty] | admin | 2024-12-12 14:25 |  | NIHON KOHDEN | TEC-5631 | 21226 | INTENSIVE CARE UNIT SERVICES |  |  | 1 | B | 1 |  | STAR MEDICAL SYSTEM (M) SDN BHD | STAR MEDICAL SYSTEM (M) SDN BHD | STOR212365 | JAPAN |  | STAR MEDICAL SYSTEM (M) SDN BHD |  |  | 0 | 0 | 0 | 0 |  |  |  |  | 2023-07-20 | KPJ Ipoh Specialist Hospital | 2 | [78 empty] | √ |  |  |  | √ |  |  |  |  | √ |  | √ | bar: JAN; JUL
150 | H07B100150 | H07B100150 | 11407 | BEMS | B | - | ACT | C | H07 | BEMS | ELECTROCARDIOGRAPH | ELECTROCARDIOGRAPH | BA | ICU | L01 | ISH/BE/01971 | 0 |  | 0 | HOSPITAL | 22000 | 0 | 0 | 0 | 0 | 0 | 0 | 0 | 0 | 0 | 0 | 2024-02-28 | 1900-01-01 | 0 | [8 empty] | ICU |  |  |  | 0 | 0 | [12 empty] | admin | 2024-12-12 14:25 |  | NORAV MEDICAL | NECG-12 | M20C01040002 | INTENSIVE CARE UNIT SERVICES |  |  | 1 | B | 1 |  | SUN MEDICAL SYSTEMS SDN. BHD | SUN MEDICAL SYSTEMS SDN. BHD | STOR 220934 | GERMANY |  | SUN MEDICAL SYSTEM SDN. BHD |  |  | 0 | 0 | 0 | 0 |  |  |  |  | 2024-02-29 | KPJ Ipoh Specialist Hospital | 2 | [78 empty] | √ |  |  |  | √ |  |  |  |  | √ |  | √ | bar: FEB; AUG
151 | H07B100151 | H07B100151 | 13215 | BEMS | B | - | ACT | C | H07 | BEMS | INFUSION PUMP | INFUSION PUMP | BA | HDU | L02 | ISH/BE/01621 | 0 |  | 0 | HOSPITAL | 0 | 0 | 0 | 0 | 0 | 0 | 0 | 0 | 0 | 0 | 0 |  | 1900-01-01 | 4 | [8 empty] | HDU |  |  |  | 0 | 0 | [12 empty] | admin | 2024-12-12 14:25 |  | TERUMO | TELM730A02 | 2003010051 | HIGH DEPENDENCY UNIT |  |  | 1 | B | 1 |  | SUMMIT COMPANY (M) SDN BHD | SUMMIT COMPANY (M) SDN BHD |  | JAPAN |  | SUMMIT COMPANY (MALAYSIA) SDN BHD |  |  | 0 | 0 | 0 | 0 |  |  |  |  | 2020-12-03 | KPJ Ipoh Specialist Hospital | 1 | [78 empty] | √ |  |  |  | √ |  |  |  |  | √ |  | √ | bar: FEB
152 | H07B100152 | H07B100152 | 13215 | BEMS | B | - | ACT | C | H07 | BEMS | INFUSION PUMP | INFUSION PUMP | BA | HDU | L02 | ISH/BE/01622 | 0 |  | 0 | HOSPITAL | 0 | 0 | 0 | 0 | 0 | 0 | 0 | 0 | 0 | 0 | 0 |  | 1900-01-01 | 4 | [8 empty] | HDU |  |  |  | 0 | 0 | [12 empty] | admin | 2024-12-12 14:25 |  | TERUMO | TELM730A02 | 2003010052 | HIGH DEPENDENCY UNIT |  |  | 1 | B | 1 |  | SUMMIT COMPANY (M) SDN BHD | SUMMIT COMPANY (M) SDN BHD |  | JAPAN |  | SUMMIT COMPANY (MALAYSIA) SDN BHD |  |  | 0 | 0 | 0 | 0 |  |  |  |  | 2020-12-03 | KPJ Ipoh Specialist Hospital | 1 | [78 empty] | √ |  |  |  | √ |  |  |  |  | √ |  | √ | bar: FEB
153 | H07B100153 | H07B100153 | 13215 | BEMS | B | - | ACT | C | H07 | BEMS | INFUSION PUMP | INFUSION PUMP | BA | HDU | L02 | ISH/BE/01623 | 0 |  | 0 | HOSPITAL | 0 | 0 | 0 | 0 | 0 | 0 | 0 | 0 | 0 | 0 | 0 |  | 1900-01-01 | 4 | [8 empty] | HDU |  |  |  | 0 | 0 | [12 empty] | admin | 2024-12-12 14:25 |  | TERUMO | TELM730A02 | 2003010053 | HIGH DEPENDENCY UNIT |  |  | 1 | B | 1 |  | SUMMIT COMPANY (M) SDN BHD | SUMMIT COMPANY (M) SDN BHD |  | JAPAN |  | SUMMIT COMPANY (MALAYSIA) SDN BHD |  |  | 0 | 0 | 0 | 0 |  |  |  |  | 2020-12-03 | KPJ Ipoh Specialist Hospital | 1 | [78 empty] | √ |  |  |  | √ |  |  |  |  | √ |  | √ | bar: FEB
154 | H07B100154 | H07B100154 | 13215 | BEMS | B | - | ACT | C | H07 | BEMS | INFUSION PUMP | INFUSION PUMP | BA | HDU | L02 | ISH/BE/01624 | 0 |  | 0 | HOSPITAL | 0 | 0 | 0 | 0 | 0 | 0 | 0 | 0 | 0 | 0 | 0 |  | 1900-01-01 | 4 | [8 empty] | HDU |  |  |  | 0 | 0 | [12 empty] | admin | 2024-12-12 14:25 |  | TERUMO | TELM730A02 | 2008010011 | HIGH DEPENDENCY UNIT |  |  | 1 | B | 1 |  | SUMMIT COMPANY (M) SDN BHD | SUMMIT COMPANY (M) SDN BHD |  | JAPAN |  | SUMMIT COMPANY (MALAYSIA) SDN BHD |  |  | 0 | 0 | 0 | 0 |  |  |  |  | 2020-12-03 | KPJ Ipoh Specialist Hospital | 1 | [78 empty] | √ |  |  |  | √ |  |  |  |  | √ |  | √ | bar: FEB
155 | H07B100155 | H07B100155 | 13215 | BEMS | B | - | ACT | C | H07 | BEMS | INFUSION PUMP | INFUSION PUMP | BA | HDU | L02 | ISH/BE/01625 | 0 |  | 0 | HOSPITAL | 0 | 0 | 0 | 0 | 0 | 0 | 0 | 0 | 0 | 0 | 0 |  | 1900-01-01 | 4 | [8 empty] | HDU |  |  |  | 0 | 0 | [12 empty] | admin | 2024-12-12 14:25 |  | TERUMO | TELM730A02 | 2008010012 | HIGH DEPENDENCY UNIT |  |  | 1 | B | 1 |  | SUMMIT COMPANY (M) SDN BHD | SUMMIT COMPANY (M) SDN BHD |  | JAPAN |  | SUMMIT COMPANY (MALAYSIA) SDN BHD |  |  | 0 | 0 | 0 | 0 |  |  |  |  | 2020-12-03 | KPJ Ipoh Specialist Hospital | 1 | [78 empty] | √ |  |  |  | √ |  |  |  |  | √ |  | √ | bar: FEB
156 | H07B100156 | H07B100156 | 13215 | BEMS | B | - | ACT | C | H07 | BEMS | INFUSION PUMP | INFUSION PUMP | BA | HDU | L02 | ISH/BE/01626 | 0 |  | 0 | HOSPITAL | 0 | 0 | 0 | 0 | 0 | 0 | 0 | 0 | 0 | 0 | 0 |  | 1900-01-01 | 4 | [8 empty] | HDU |  |  |  | 0 | 0 | [12 empty] | admin | 2024-12-12 14:25 |  | TERUMO | TELM730A02 | 2008010013 | HIGH DEPENDENCY UNIT |  |  | 1 | B | 1 |  | SUMMIT COMPANY (M) SDN BHD | SUMMIT COMPANY (M) SDN BHD |  | JAPAN |  | SUMMIT COMPANY (MALAYSIA) SDN BHD |  |  | 0 | 0 | 0 | 0 |  |  |  |  | 2020-12-03 | KPJ Ipoh Specialist Hospital | 1 | [78 empty] | √ |  |  |  | √ |  |  |  |  | √ |  | √ | bar: FEB
157 | H07B100157 | H07B100157 | 13217 | BEMS | B | - | ACT | C | H07 | BEMS | SYRINGE PUMP | SYRINGE PUMP | BA | HDU | L02 | ISH/BE/01627 | 0 |  | 0 | HOSPITAL | 0 | 0 | 0 | 0 | 0 | 0 | 0 | 0 | 0 | 0 | 0 |  | 1900-01-01 | 4 | [8 empty] | HDU |  |  |  | 0 | 0 | [12 empty] | admin | 2024-12-12 14:25 |  | TERUMO | TESS730N02 | 2007010013 | HIGH DEPENDENCY UNIT |  |  | 1 | B | 1 |  | SUMMIT COMPANY (M) SDN BHD | SUMMIT COMPANY (M) SDN BHD |  | JAPAN |  | SUMMIT COMPANY (MALAYSIA) SDN BHD |  |  | 0 | 0 | 0 | 0 |  |  |  |  | 2020-12-03 | KPJ Ipoh Specialist Hospital | 1 | [78 empty] | √ |  |  |  | √ |  |  |  |  | √ |  | √ | bar: FEB
158 | H07B100158 | H07B100158 | 13217 | BEMS | B | - | ACT | C | H07 | BEMS | SYRINGE PUMP | SYRINGE PUMP | BA | HDU | L02 | ISH/BE/01628 | 0 |  | 0 | HOSPITAL | 0 | 0 | 0 | 0 | 0 | 0 | 0 | 0 | 0 | 0 | 0 |  | 1900-01-01 | 4 | [8 empty] | HDU |  |  |  | 0 | 0 | [12 empty] | admin | 2024-12-12 14:25 |  | TERUMO | TESS730N02 | 2007010014 | HIGH DEPENDENCY UNIT |  |  | 1 | B | 1 |  | SUMMIT COMPANY (M) SDN BHD | SUMMIT COMPANY (M) SDN BHD |  | JAPAN |  | SUMMIT COMPANY (MALAYSIA) SDN BHD |  |  | 0 | 0 | 0 | 0 |  |  |  |  | 2020-12-03 | KPJ Ipoh Specialist Hospital | 1 | [78 empty] | √ |  |  |  | √ |  |  |  |  | √ |  | √ | bar: FEB
159 | H07B100159 | H07B100159 | 13217 | BEMS | B | - | ACT | C | H07 | BEMS | SYRINGE PUMP | SYRINGE PUMP | BA | HDU | L02 | ISH/BE/01629 | 0 |  | 0 | HOSPITAL | 0 | 0 | 0 | 0 | 0 | 0 | 0 | 0 | 0 | 0 | 0 |  | 1900-01-01 | 4 | [8 empty] | HDU |  |  |  | 0 | 0 | [12 empty] | admin | 2024-12-12 14:25 |  | TERUMO | TESS730N02 | 2007010015 | HIGH DEPENDENCY UNIT |  |  | 1 | B | 1 |  | SUMMIT COMPANY (M) SDN BHD | SUMMIT COMPANY (M) SDN BHD |  | JAPAN |  | SUMMIT COMPANY (MALAYSIA) SDN BHD |  |  | 0 | 0 | 0 | 0 |  |  |  |  | 2020-12-03 | KPJ Ipoh Specialist Hospital | 1 | [78 empty] | √ |  |  |  | √ |  |  |  |  | √ |  | √ | bar: FEB
160 | H07B100160 | H07B100160 | 13217 | BEMS | B | - | ACT | C | H07 | BEMS | SYRINGE PUMP | SYRINGE PUMP | BA | HDU | L02 | ISH/BE/01630 | 0 |  | 0 | HOSPITAL | 0 | 0 | 0 | 0 | 0 | 0 | 0 | 0 | 0 | 0 | 0 |  | 1900-01-01 | 4 | [8 empty] | HDU |  |  |  | 0 | 0 | [12 empty] | admin | 2024-12-12 14:25 |  | TERUMO | TESS730N02 | 2007010016 | HIGH DEPENDENCY UNIT |  |  | 1 | B | 1 |  | SUMMIT COMPANY (M) SDN BHD | SUMMIT COMPANY (M) SDN BHD |  | JAPAN |  | SUMMIT COMPANY (MALAYSIA) SDN BHD |  |  | 0 | 0 | 0 | 0 |  |  |  |  | 2020-12-03 | KPJ Ipoh Specialist Hospital | 1 | [78 empty] | √ |  |  |  | √ |  |  |  |  | √ |  | √ | bar: FEB
161 | H07B100161 | H07B100161 | 13217 | BEMS | B | - | ACT | C | H07 | BEMS | SYRINGE PUMP | SYRINGE PUMP | BA | HDU | L02 | ISH/BE/01631 | 0 |  | 0 | HOSPITAL | 0 | 0 | 0 | 0 | 0 | 0 | 0 | 0 | 0 | 0 | 0 |  | 1900-01-01 | 4 | [8 empty] | HDU |  |  |  | 0 | 0 | [12 empty] | admin | 2024-12-12 14:25 |  | TERUMO | TESS730N02 | 2007010017 | HIGH DEPENDENCY UNIT |  |  | 1 | B | 1 |  | SUMMIT COMPANY (M) SDN BHD | SUMMIT COMPANY (M) SDN BHD |  | JAPAN |  | SUMMIT COMPANY (MALAYSIA) SDN BHD |  |  | 0 | 0 | 0 | 0 |  |  |  |  | 2020-12-03 | KPJ Ipoh Specialist Hospital | 1 | [80 empty] | √ |  |  |  | √ |  |  |  |  | √ | [5 empty] | √ | bar: FEB
162 | H07B100162 | H07B100162 | 13217 | BEMS | B | - | ACT | C | H07 | BEMS | SYRINGE PUMP | SYRINGE PUMP | BA | HDU | L02 | ISH/BE/01632 | 0 |  | 0 | HOSPITAL | 0 | 0 | 0 | 0 | 0 | 0 | 0 | 0 | 0 | 0 | 0 |  | 1900-01-01 | 4 | [8 empty] | HDU |  |  |  | 0 | 0 | [12 empty] | admin | 2024-12-12 14:25 |  | TERUMO | TESS730N02 | 2007010018 | HIGH DEPENDENCY UNIT |  |  | 1 | B | 1 |  | SUMMIT COMPANY (M) SDN BHD | SUMMIT COMPANY (M) SDN BHD |  | JAPAN |  | SUMMIT COMPANY (MALAYSIA) SDN BHD |  |  | 0 | 0 | 0 | 0 |  |  |  |  | 2020-12-03 | KPJ Ipoh Specialist Hospital | 1 | [80 empty] | √ |  |  |  | √ |  |  |  |  | √ | [5 empty] | √ | bar: FEB
163 | H07B100163 | H07B100163 | 12647 | BEMS | B | - | ACT | C | H07 | BEMS | PATIENT MONITORING SYSTEM | PATIENT MONITORING SYSTEM | BA | HDU | L02 | ISH/BE/01642 | 0 |  | 0 | HOSPITAL | 0 | 0 | 0 | 0 | 0 | 0 | 0 | 0 | 0 | 0 | 0 |  | 1900-01-01 | 3 | [8 empty] | HDU |  |  |  | 0 | 0 | [12 empty] | admin | 2024-12-12 14:25 |  | MINDRAY | N17 | F2-11011908 | HIGH DEPENDENCY UNIT |  |  | 1 | B | 1 |  | SCHMIDT BIOMED TECH SDN BHD | SCHMIDT BIOMED TECH SDN BHD |  | CHINA |  | SCHMIDT BIOMEDTECH SDN BHD |  |  | 0 | 0 | 0 | 0 |  |  |  |  | 2021-02-04 | KPJ Ipoh Specialist Hospital | 2 | [80 empty] | √ |  |  |  | √ |  |  |  |  | √ | [5 empty] | √ | bar: FEB; AUG
164 | H07B100164 | H07B100164 | 12647 | BEMS | B | - | ACT | C | H07 | BEMS | PATIENT MONITORING SYSTEM | PATIENT MONITORING SYSTEM | BA | HDU | L02 | ISH/BE/01643 | 0 |  | 0 | HOSPITAL | 0 | 0 | 0 | 0 | 0 | 0 | 0 | 0 | 0 | 0 | 0 |  | 1900-01-01 | 3 | [8 empty] | HDU |  |  |  | 0 | 0 | [12 empty] | admin | 2024-12-12 14:25 |  | MINDRAY | N17 | F2-11011909 | HIGH DEPENDENCY UNIT |  |  | 1 | B | 1 |  | SCHMIDT BIOMED TECH SDN BHD | SCHMIDT BIOMED TECH SDN BHD |  | CHINA |  | SCHMIDT BIOMEDTECH SDN BHD |  |  | 0 | 0 | 0 | 0 |  |  |  |  | 2021-02-04 | KPJ Ipoh Specialist Hospital | 2 | [80 empty] | √ |  |  |  | √ |  |  |  |  | √ | [5 empty] | √ | bar: FEB; AUG
165 | H07B100165 | H07B100165 | 12647 | BEMS | B | - | ACT | C | H07 | BEMS | PATIENT MONITORING SYSTEM | PATIENT MONITORING SYSTEM | BA | HDU | L02 | ISH/BE/01644 | 0 |  | 0 | HOSPITAL | 0 | 0 | 0 | 0 | 0 | 0 | 0 | 0 | 0 | 0 | 0 |  | 1900-01-01 | 3 | [8 empty] | HDU |  |  |  | 0 | 0 | [12 empty] | admin | 2024-12-12 14:25 |  | MINDRAY | N17 | F2-11011910 | HIGH DEPENDENCY UNIT |  |  | 1 | B | 1 |  | SCHMIDT BIOMED TECH SDN BHD | SCHMIDT BIOMED TECH SDN BHD |  | CHINA |  | SCHMIDT BIOMEDTECH SDN BHD |  |  | 0 | 0 | 0 | 0 |  |  |  |  | 2021-02-04 | KPJ Ipoh Specialist Hospital | 2 | [80 empty] | √ |  |  |  | √ |  |  |  |  | √ | [5 empty] | √ | bar: FEB; AUG
166 | H07B100166 | H07B100166 | 12647 | BEMS | B | - | ACT | C | H07 | BEMS | PATIENT MONITORING SYSTEM | PATIENT MONITORING SYSTEM | BA | HDU | L02 | ISH/BE/01645 | 0 |  | 0 | HOSPITAL | 0 | 0 | 0 | 0 | 0 | 0 | 0 | 0 | 0 | 0 | 0 |  | 1900-01-01 | 3 | [8 empty] | HDU |  |  |  | 0 | 0 | [12 empty] | admin | 2024-12-12 14:25 |  | MINDRAY | N17 | F2-11011911 | HIGH DEPENDENCY UNIT |  |  | 1 | B | 1 |  | SCHMIDT BIOMED TECH SDN BHD | SCHMIDT BIOMED TECH SDN BHD |  | CHINA |  | SCHMIDT BIOMEDTECH SDN BHD |  |  | 0 | 0 | 0 | 0 |  |  |  |  | 2021-02-04 | KPJ Ipoh Specialist Hospital | 2 | [80 empty] | √ |  |  |  | √ |  |  |  |  | √ | [5 empty] | √ | bar: FEB; AUG
167 | H07B100167 | H07B100167 | 12647 | BEMS | B | - | ACT | C | H07 | BEMS | PATIENT MONITORING SYSTEM | PATIENT MONITORING SYSTEM | BA | HDU | L02 | ISH/BE/01646 | 0 |  | 0 | HOSPITAL | 0 | 0 | 0 | 0 | 0 | 0 | 0 | 0 | 0 | 0 | 0 |  | 1900-01-01 | 3 | [8 empty] | HDU |  |  |  | 0 | 0 | [12 empty] | admin | 2024-12-12 14:25 |  | MINDRAY | N17 | F2-11011912 | HIGH DEPENDENCY UNIT |  |  | 1 | B | 1 |  | SCHMIDT BIOMED TECH SDN BHD | SCHMIDT BIOMED TECH SDN BHD |  | CHINA |  | SCHMIDT BIOMEDTECH SDN BHD |  |  | 0 | 0 | 0 | 0 |  |  |  |  | 2021-02-04 | KPJ Ipoh Specialist Hospital | 2 | [13 empty] | √ |  |  |  | √ |  | √ |  |  |  | √ |  |  |  | √ |  |  |  | √ |  |  |  | √ | [5 empty] | √ |  |  | √ |  |  |  |  | √ |  | √ |  |  | √ |  |  |  | √ |  |  | √ |  |  |  | √ |  |  | √ |  |  |  | √ |  |  | √ |  |  |  | √ |  |  |  | √ | [9 empty] | √ | bar: FEB; AUG
168 | H07B100168 | H07B100168 | 12647 | BEMS | B | - | ACT | C | H07 | BEMS | PATIENT MONITORING SYSTEM | PATIENT MONITORING SYSTEM | BA | HDU | L02 | ISH/BE/01647 | 0 |  | 0 | HOSPITAL | 0 | 0 | 0 | 0 | 0 | 0 | 0 | 0 | 0 | 0 | 0 |  | 1900-01-01 | 3 | [8 empty] | HDU |  |  |  | 0 | 0 | [12 empty] | admin | 2024-12-12 14:25 |  | MINDRAY | N17 | F2-11011913 | HIGH DEPENDENCY UNIT |  |  | 1 | B | 1 |  | SCHMIDT BIOMED TECH SDN BHD | SCHMIDT BIOMED TECH SDN BHD |  | CHINA |  | SCHMIDT BIOMEDTECH SDN BHD |  |  | 0 | 0 | 0 | 0 |  |  |  |  | 2021-02-04 | KPJ Ipoh Specialist Hospital | 2 | [13 empty] | √ |  |  |  | √ |  | √ |  |  |  | √ |  | √ |  |  |  | √ |  |  |  |  | √ |  |  |  |  | √ |  |  |  | √ |  |  |  | √ |  |  |  |  | √ |  |  | √ |  |  |  | √ |  |  | √ |  |  |  | √ |  |  | √ |  |  |  | √ |  |  | √ |  |  |  |  | √ |  |  |  | √ |  |  |  |  | √ | [5 empty] | √ | bar: FEB; AUG
169 | H07B100169 | H07B100169 | 13217 | BEMS | B | - | ACT | C | H07 | BEMS | SYRINGE PUMP | SYRINGE PUMP | BA | HDU | L02 | ISH/BE/00368 | 0 |  | 0 | HOSPITAL | 2950 | 0 | 0 | 0 | 0 | 0 | 0 | 0 | 0 | 0 | 0 |  | 1900-01-01 | 17 | [8 empty] | HDU |  |  |  | 0 | 0 | [12 empty] | admin | 2024-12-12 14:25 |  | TERUMO | TE 311 | 06100056 | HIGH DEPENDENCY UNIT |  |  | 1 | B | 1 |  | HOSPIMETRIX SDN BHD | HOSPIMETRIX SDN BHD |  | JAPAN |  | PRINCIP ENGINEERING |  |  | 0 | 0 | 0 | 0 |  |  |  |  | 2007-01-22 | KPJ Ipoh Specialist Hospital | 1 | [13 empty] | √ |  |  |  | √ |  | √ |  |  |  | √ |  | √ |  |  |  | √ |  |  |  |  | √ |  |  |  |  | √ |  |  |  | √ |  |  |  | √ |  |  |  |  | √ |  |  | √ |  |  |  | √ |  |  | √ |  |  |  | √ |  |  | √ |  |  |  | √ |  |  | √ |  |  |  |  | √ |  |  |  | √ |  |  |  |  | √ | [5 empty] | √ | bar: JUN
170 | H07B100170 | H07B100170 | 11073 | BEMS | B | - | ACT | N | H07 | BEMS | NIBP MONITOR | NIBP MONITOR | BA | HDU | L02 | ISH/BE/00915 | 0 |  | 0 | HOSPITAL | 4900 | 0 | 0 | 0 | 0 | 0 | 0 | 0 | 0 | 0 | 0 | 2011-11-01 | 1900-01-01 | 14 | [8 empty] | HDU |  |  |  | 0 | 0 | [12 empty] | admin | 2024-12-12 14:25 |  | GE | V100 | SDT 10250230 SA | HIGH DEPENDENCY UNIT |  |  | 1 | B | 1 |  | MEDITECH ADVANCE SDN BHD | MEDITECH ADVANCE SDN BHD |  | GERMANY |  | PRINCIP ENGINEERING |  |  | 0 | 0 | 0 | 0 |  |  |  |  | 2010-09-11 | KPJ Ipoh Specialist Hospital | 2 | [15 empty] | √ | [5 empty] | √ | [7 empty] | √ | [9 empty] | √ | [7 empty] | √ | [7 empty] | √ | [6 empty] | √ | [6 empty] | √ | [6 empty] | √ | [8 empty] | √ | [5 empty] | √ | bar: MAR; SEP
171 | H07B100171 | H07B100171 | 11073 | BEMS | B | - | ACT | N | H07 | BEMS | NIBP MONITOR | NIBP MONITOR | BA | HDU | L02 | ISH/BE/00916 | 0 |  | 0 | HOSPITAL | 4900 | 0 | 0 | 0 | 0 | 0 | 0 | 0 | 0 | 0 | 0 | 2011-11-01 | 1900-01-01 | 14 | [8 empty] | HDU |  |  |  | 0 | 0 | [12 empty] | admin | 2024-12-12 14:25 |  | GE | V100 | SDT 10250233 SA | HIGH DEPENDENCY UNIT |  |  | 1 | B | 1 |  | MEDITECH ADVANCE SDN BHD | MEDITECH ADVANCE SDN BHD |  | GERMANY |  | PRINCIP ENGINEERING |  |  | 0 | 0 | 0 | 0 |  |  |  |  | 2010-09-11 | KPJ Ipoh Specialist Hospital | 2 | [26 empty] | √ | [10 empty] | √ | [8 empty] | √ | [7 empty] | √ | [6 empty] | √ | [6 empty] | √ | [6 empty] | √ | [7 empty] | √ | [15 empty] | √ | bar: MAR; SEP
172 | H07B100172 | H07B100172 | 12276 | BEMS | B | - | ACT | N | H07 | BEMS | EXAMINATION LIGHT | EXAMINATION LIGHT | BA | HDU | L02 | ISH/BE/00415 | 0 |  | 0 | HOSPITAL | 500 | 0 | 0 | 0 | 0 | 0 | 0 | 0 | 0 | 0 | 0 |  | 1900-01-01 | 24 | [8 empty] | HDU |  |  |  | 0 | 0 | [12 empty] | admin | 2024-12-12 14:25 |  | EL | EL102 | 10281126 | HIGH DEPENDENCY UNIT |  |  | 1 | B | 1 |  | EASTERN MEDICAL SDN BHD | EASTERN MEDICAL SDN BHD |  | USA |  | PRINCIP ENGINEERING |  |  | 0 | 0 | 0 | 0 |  |  |  |  | 2000-01-01 | KPJ Ipoh Specialist Hospital | 1 | [26 empty] | √ | [10 empty] | √ | [8 empty] | √ | [7 empty] | √ | [6 empty] | √ | [6 empty] | √ | [6 empty] | √ | [7 empty] | √ | [15 empty] | √ | bar: APR
173 | H07B100173 | H07B100173 | 16156 | BEMS | B | - | ACT | N | H07 | BEMS | ANEROID SPHYGMOMANOMETER | ANEROID SPHYGMOMANOMETER | BA | HDU | L02 | ISH/BE/01161 | 0 |  | 0 | HOSPITAL | 440 | 0 | 0 | 0 | 0 | 0 | 0 | 0 | 0 | 0 | 0 | 2015-04-01 | 1900-01-01 | 10 | [8 empty] | HDU |  |  |  | 0 | 0 | [12 empty] | admin | 2024-12-12 14:25 |  | WELCH ALLYN | 767 | 131218030655 | HIGH DEPENDENCY UNIT |  |  | 1 | B | 1 |  | JESS MED | JESS MED | STOR 105449 (FA) | GERMANY |  | PRINCIP ENGINEERING |  |  | 0 | 0 | 0 | 0 |  |  |  |  | 2014-04-11 | KPJ Ipoh Specialist Hospital | 1 | [34 empty] | √ |  |  |  |  | √ |  |  |  | √ |  |  |  | √ |  |  |  |  | √ |  |  | √ |  |  |  | √ |  |  | √ |  |  |  | √ |  |  | √ |  |  |  | √ |  |  | √ |  |  |  |  | √ |  |  |  | √ |  |  |  |  | √ | [5 empty] | √ | bar: DEC
174 | H07B100174 | H07B100174 | 16156 | BEMS | B | - | ACT | N | H07 | BEMS | ANEROID SPHYGMOMANOMETER | ANEROID SPHYGMOMANOMETER | BA | HDU | L02 | ISH/BE/01162 | 0 |  | 0 | HOSPITAL | 440 | 0 | 0 | 0 | 0 | 0 | 0 | 0 | 0 | 0 | 0 | 2015-04-01 | 1900-01-01 | 10 | [8 empty] | HDU |  |  |  | 0 | 0 | [12 empty] | admin | 2024-12-12 14:25 |  | WELCH ALLYN | 767 | 131218024965 | HIGH DEPENDENCY UNIT |  |  | 1 | B | 1 |  | JESS MED | JESS MED | STOR 105449 (FA) | GERMANY |  | PRINCIP ENGINEERING |  |  | 0 | 0 | 0 | 0 |  |  |  |  | 2014-04-11 | KPJ Ipoh Specialist Hospital | 1 | [29 empty] | √ |  |  |  | √ |  |  |  |  | √ |  |  |  |  | √ |  |  |  | √ |  |  |  |  | √ |  |  | √ |  |  |  | √ |  |  | √ |  |  |  | √ |  |  | √ |  |  |  | √ |  |  | √ |  |  |  |  | √ |  |  |  | √ |  |  |  |  | √ | [5 empty] | √ | bar: DEC
175 | H07B100175 | H07B100175 | 17148 | BEMS | B | - | ACT | C | H07 | BEMS | OXIMETERS, PULSE | OXIMETERS, PULSE | BA | HDU | L02 | ISH/BE/01253 | 0 |  | 0 | HOSPITAL | 4700 | 0 | 0 | 0 | 0 | 0 | 0 | 0 | 0 | 0 | 0 | 2016-03-01 | 1900-01-01 | 9 | [8 empty] | HDU |  |  |  | 0 | 0 | [12 empty] | admin | 2024-12-12 14:25 |  | PHILIPS | VM1 | MB42600628 | HIGH DEPENDENCY UNIT |  |  | 1 | B | 1 |  | SUP100018 | IDS MEDICAL SYSTEM (M) SDN BHD | STOR 116229(FDA) | GERMANY |  | PRINCIP ENGINEERING |  |  | 0 | 0 | 0 | 0 |  |  |  |  | 2015-03-31 | KPJ Ipoh Specialist Hospital | 2 | [12 empty] | √ |  |  |  | √ | [5 empty] | √ | [7 empty] | √ | [9 empty] | √ | [7 empty] | √ | [7 empty] | √ | [6 empty] | √ | [6 empty] | √ | [6 empty] | √ | [8 empty] | √ |  |  |  |  | √ | bar: MAR; SEP
176 | H07B100176 | H07B100176 | 12636 | BEMS | B | - | ACT | C | H07 | BEMS | VITAL SIGN MONITOR | VITAL SIGN MONITOR | BA | HDU | L02 | ISH/BE/01188 | 0 |  | 0 | HOSPITAL | 5500 | 0 | 0 | 0 | 0 | 0 | 0 | 0 | 0 | 0 | 0 | 2015-09-01 | 1900-01-01 | 10 | [8 empty] | HDU |  |  |  | 0 | 0 | [12 empty] | admin | 2024-12-12 14:25 |  | ADVANCED INST, US | VSM-300 | 302041-M13406260007 | HIGH DEPENDENCY UNIT |  |  | 1 | B | 1 |  | UWC HEALTHCARE SDN BHD | UWC HEALTHCARE SDN BHD |  | USA |  | PRINCIP ENGINEERING |  |  | 0 | 0 | 0 | 0 |  |  |  |  | 2014-09-25 | KPJ Ipoh Specialist Hospital | 2 | [91 empty] | √ | [5 empty] | √ | bar: MAR; SEP
177 | H07B100177 | H07B100177 | 13460 | BEMS | B | - | ACT | N | H07 | BEMS | WEIGHING SCALES, CHAIR | WEIGHING SCALES, CHAIR | BA | HDU | L02 | ISH/BE/01799 | 0 |  | 0 | HOSPITAL | 5350 | 0 | 0 | 0 | 0 | 0 | 0 | 0 | 0 | 0 | 0 |  | 1900-01-01 | 1 | [8 empty] | HDU |  |  |  | 0 | 0 | [12 empty] | admin | 2024-12-12 14:25 |  | SECA | SECA 952 | 10000000946923 | HIGH DEPENDENCY UNIT |  |  | 1 | B | 1 |  | HARMONI JAYA | HARMONI JAYA | STOR 210131 | USA |  | HARMONI JAYA |  |  | 0 | 0 | 0 | 0 |  |  |  |  | 2023-04-14 | KPJ Ipoh Specialist Hospital | 1 | [14 empty] | √ |  |  |  | √ |  | √ |  |  |  | √ |  |  |  | √ |  |  |  | √ |  |  |  | √ | [5 empty] | √ |  |  | √ |  |  |  |  | √ |  |  | √ |  |  |  | √ |  |  | √ |  |  |  | √ |  |  | √ |  |  |  | √ |  |  | √ |  |  |  | √ |  |  |  | √ |  |  |  |  | √ | √ | [5 empty] | √ | bar: APR
178 | H07B100178 | H07B100178 | 12636 | BEMS | B | - | ACT | N | H07 | BEMS | VITAL SIGN MONITOR | VITAL SIGN MONITOR | BA | HDU | L02 | ISH/BE/01950 | 0 |  | 0 | HOSPITAL | 6000 | 0 | 0 | 0 | 0 | 0 | 0 | 0 | 0 | 0 | 0 |  | 1900-01-01 | 1 | [8 empty] | HDU |  |  |  | 0 | 0 | [12 empty] | admin | 2024-12-12 14:25 |  | NIHON KOHDEN | SVM-7260 | 01484 | HIGH DEPENDENCY UNIT |  |  | 1 | B | 1 |  | STAR MEDICAL SYSTEM (M) SDN BHD | STAR MEDICAL SYSTEM (M) SDN BHD |  | JAPAN |  | STAR MEDICAL SYSTEM (M) SDN BHD |  |  | 0 | 0 | 0 | 0 |  |  |  |  | 2023-10-26 | KPJ Ipoh Specialist Hospital | 2 | [92 empty] | √ | [5 empty] | √ | bar: APR; OCT
179 | H07B100179 | H07B100179 | 17116 | BEMS | B | - | ACT | C | H07 | BEMS | DEFIBRILLATORS | DEFIBRILLATORS | BA | HDU | L02 | ISH/BE/00922 | 0 |  | 0 | HOSPITAL | 25500 | 0 | 0 | 0 | 0 | 0 | 0 | 0 | 0 | 0 | 0 | 2011-12-01 | 1900-01-01 | 14 | [8 empty] | HDU |  |  |  | 0 | 0 | [12 empty] | admin | 2024-12-12 14:25 |  | PHILIPS | M4735A | US00588547 | HIGH DEPENDENCY UNIT |  |  | 1 | B | 1 |  | UWC HEALTHCARE SDN BHD | UWC HEALTHCARE SDN BHD |  | GERMANY |  | PRINCIP ENGINEERING |  |  | 0 | 0 | 0 | 0 |  |  |  |  | 2010-12-21 | KPJ Ipoh Specialist Hospital | 2 | [93 empty] | √ | [5 empty] | √ | bar: JAN; JUL
180 | H07B100180 | H07B100180 | 17116 | BEMS | B | - | ACT | C | H07 | BEMS | DEFIBRILLATORS | DEFIBRILLATORS | BA | HDU | L02 | ISH/BE/02016 | 0 |  | 0 | HOSPITAL | 24400 | 0 | 0 | 0 | 0 | 0 | 0 | 0 | 0 | 0 | 0 | 2025-05-19 | 1900-01-01 | 0 | [8 empty] | HDU |  |  |  | 0 | 0 | [12 empty] | admin | 2024-12-12 14:25 |  | NIHON KOHDEN | TEC-5631 | 23771 | HIGH DEPENDENCY UNIT |  |  | 1 | B | 1 |  | STAR MEDICAL SYSTEM (M) SDN BHD | STAR MEDICAL SYSTEM (M) SDN BHD | STOR 224602 | JAPAN |  | STAR MEDICAL SYSTEM (M) SDN BHD |  |  | 0 | 0 | 0 | 0 |  |  |  |  | 2024-05-20 | KPJ Ipoh Specialist Hospital | 2 | [96 empty] | √ | bar: MAY; NOV
181 | H07B100181 | H07B100181 | 15709 | BEMS | B | - | ACT | C | H07 | BEMS | I-STAT | I-STAT | BA | HDU | L02 | ISH/BE/02019 | 0 |  | 0 | HOSPITAL | 44550 | 0 | 0 | 0 | 0 | 0 | 0 | 0 | 0 | 0 | 0 | 2025-06-05 | 1900-01-01 | 0 | [8 empty] | HDU |  |  |  | 0 | 0 | [12 empty] | admin | 2024-12-12 14:25 |  | ABBOTT | I-STAT ALINITY | 810419 | HIGH DEPENDENCY UNIT |  |  | 1 | B | 1 |  | TRANSMEDIC HEALTHCARE SDN BHD | TRANSMEDIC HEALTHCARE SDN BHD | STOR 220991 |  |  | TRANSMEDIC HEALTHCARE SDN BHD |  |  | 0 | 0 | 0 | 0 |  |  |  |  | 2024-06-06 | KPJ Ipoh Specialist Hospital | 2 | [90 empty] | √ | [5 empty] | √ | bar: JUN; DEC
182 | H07B100182 | H07B100182 | 10208 | BEMS | B | - | ACT | N | H07 | BEMS | ASPIRATOR | ASPIRATOR | BA | HDU | L02 | ISH/BE/02046 | 0 |  | 0 | HOSPITAL | 1400 | 0 | 0 | 0 | 0 | 0 | 0 | 0 | 0 | 0 | 0 | 2025-09-04 | 1900-01-01 | 0 | [8 empty] | HDU |  |  |  | 0 | 0 | [12 empty] | admin | 2024-12-12 14:25 |  | CA-MI | NEW ASKIR 30 PROXIMITY | 8447 | HIGH DEPENDENCY UNIT |  |  | 1 | B | 1 |  | SUP100026 | PRINCIP ENGINEERING | STOR 229889 | ITALY |  | PRINCIP ENGINEERING |  |  | 0 | 0 | 0 | 0 |  |  |  |  | 2024-09-05 | KPJ Ipoh Specialist Hospital | 1 | [91 empty] | √ | [5 empty] | √ | bar: SEP
183 | H07B100183 | H07B100183 | 11407 | BEMS | B | - | ACT | N | H07 | BEMS | ELECTROCARDIOGRAPH | ELECTROCARDIOGRAPH | BA | HDU | L02 | ISH/BE/02062 | 0 |  | 0 | HOSPITAL | 22000 | 0 | 0 | 0 | 0 | 0 | 0 | 0 | 0 | 0 | 0 | 2027-09-19 | 1900-01-01 | 0 | [8 empty] | HDU |  |  |  | 0 | 0 | [12 empty] | admin | 2024-12-12 14:25 |  | ADVANCED INSTRUMENTATIONS | ECG 12C | 361267-M24516040002 | HIGH DEPENDENCY UNIT |  |  | 1 | B | 1 |  | SUN MEDICAL SYSTEM SDN BHD | SUN MEDICAL SYSTEM SDN BHD | STOR 229261 | USA |  | SUN MEDICAL SYSTEM SDN. BHD |  |  | 0 | 0 | 0 | 0 |  |  |  |  | 2024-09-20 | KPJ Ipoh Specialist Hospital | 2 | [91 empty] | √ | [5 empty] | √ | bar: MAR; SEP
184 | H07B100184 | H07B100184 | 12647 | BEMS | B | - | ACT | C | H07 | BEMS | PATIENT MONITORING SYSTEM | PATIENT MONITORING SYSTEM | BA | HDU | L02 | ISH/BE/02075 | 0 |  | 0 | HOSPITAL | 50445 | 0 | 0 | 0 | 0 | 0 | 0 | 0 | 0 | 0 | 0 | 2026-10-09 | 1900-01-01 | 0 | [8 empty] | HDU |  |  |  | 0 | 0 | [12 empty] | admin | 2024-12-12 14:25 |  | MINDRAY | BENEVISION N17 | F2-48034490 | HIGH DEPENDENCY UNIT |  |  | 1 | B | 1 |  | SCHMIDT BIOMED TECH SDN BHD | SCHMIDT BIOMED TECH SDN BHD | STOR 228576 | CHINA |  | SCHMIDT BIOMEDTECH SDN BHD |  |  | 0 | 0 | 0 | 0 |  |  |  |  | 2024-10-10 | KPJ Ipoh Specialist Hospital | 2 | [91 empty] | √ | [5 empty] | √ | bar: APR; OCT
185 | H07B100185 | H07B100185 | 12647 | BEMS | B | - | ACT | C | H07 | BEMS | PATIENT MONITORING SYSTEM | PATIENT MONITORING SYSTEM | BA | HDU | L02 | ISH/BE/02076 | 0 |  | 0 | HOSPITAL | 50445 | 0 | 0 | 0 | 0 | 0 | 0 | 0 | 0 | 0 | 0 | 2026-10-09 | 1900-01-01 | 0 | [8 empty] | HDU |  |  |  | 0 | 0 | [12 empty] | admin | 2024-12-12 14:25 |  | MINDRAY | BENEVISION N17 | F2-48034491 | HIGH DEPENDENCY UNIT |  |  | 1 | B | 1 |  | SCHMIDT BIOMED TECH SDN BHD | SCHMIDT BIOMED TECH SDN BHD | STOR 228576 | CHINA |  | SCHMIDT BIOMEDTECH SDN BHD |  |  | 0 | 0 | 0 | 0 |  |  |  |  | 2024-10-10 | KPJ Ipoh Specialist Hospital | 2 | [91 empty] | √ | [5 empty] | √ | bar: APR; OCT
186 | H07B100186 | H07B100186 | 12647 | BEMS | B | - | ACT | C | H07 | BEMS | PATIENT MONITORING SYSTEM | PATIENT MONITORING SYSTEM | BA | HDU | L02 | ISH/BE/02077 | 0 |  | 0 | HOSPITAL | 50445 | 0 | 0 | 0 | 0 | 0 | 0 | 0 | 0 | 0 | 0 | 2026-10-09 | 1900-01-01 | 0 | [8 empty] | HDU |  |  |  | 0 | 0 | [12 empty] | admin | 2024-12-12 14:25 |  | MINDRAY | BENEVISION N17 | F2-48034492 | HIGH DEPENDENCY UNIT |  |  | 1 | B | 1 |  | SCHMIDT BIOMED TECH SDN BHD | SCHMIDT BIOMED TECH SDN BHD | STOR 228576 | CHINA |  | SCHMIDT BIOMEDTECH SDN BHD |  |  | 0 | 0 | 0 | 0 |  |  |  |  | 2024-10-10 | KPJ Ipoh Specialist Hospital | 2 | [91 empty] | √ | [5 empty] | √ | bar: APR; OCT
187 | H07B100187 | H07B100187 | 12647 | BEMS | B | - | ACT | C | H07 | BEMS | PATIENT MONITORING SYSTEM | PATIENT MONITORING SYSTEM | BA | HDU | L02 | ISH/BE/02078 | 0 |  | 0 | HOSPITAL | 50445 | 0 | 0 | 0 | 0 | 0 | 0 | 0 | 0 | 0 | 0 | 2026-10-09 | 1900-01-01 | 0 | [8 empty] | HDU |  |  |  | 0 | 0 | [12 empty] | admin | 2024-12-12 14:25 |  | MINDRAY | BENEVISION N17 | F2-48034493 | HIGH DEPENDENCY UNIT |  |  | 1 | B | 1 |  | SCHMIDT BIOMED TECH SDN BHD | SCHMIDT BIOMED TECH SDN BHD | STOR 228576 | CHINA |  | SCHMIDT BIOMEDTECH SDN BHD |  |  | 0 | 0 | 0 | 0 |  |  |  |  | 2024-10-10 | KPJ Ipoh Specialist Hospital | 2 | [91 empty] | √ | [5 empty] | √ | bar: APR; OCT
188 | H07B100188 | H07B100188 | 12647 | BEMS | B | - | ACT | C | H07 | BEMS | PATIENT MONITORING SYSTEM | PATIENT MONITORING SYSTEM | BA | HDU | L02 | ISH/BE/02079 | 0 |  | 0 | HOSPITAL | 50445 | 0 | 0 | 0 | 0 | 0 | 0 | 0 | 0 | 0 | 0 | 2026-10-09 | 1900-01-01 | 0 | [8 empty] | HDU |  |  |  | 0 | 0 | [12 empty] | admin | 2024-12-12 14:25 |  | MINDRAY | BENEVISION N17 | F2-45031667 | HIGH DEPENDENCY UNIT |  |  | 1 | B | 1 |  | SCHMIDT BIOMED TECH SDN BHD | SCHMIDT BIOMED TECH SDN BHD | STOR 225004 | CHINA |  | SCHMIDT BIOMEDTECH SDN BHD |  |  | 0 | 0 | 0 | 0 |  |  |  |  | 2024-10-10 | KPJ Ipoh Specialist Hospital | 2 | [91 empty] | √ | [5 empty] | √ | bar: APR; OCT
189 | H07B100189 | H07B100189 | 12647 | BEMS | B | - | ACT | C | H07 | BEMS | PATIENT MONITORING SYSTEM | PATIENT MONITORING SYSTEM | BA | HDU | L02 | ISH/BE/02080 | 0 |  | 0 | HOSPITAL | 50445 | 0 | 0 | 0 | 0 | 0 | 0 | 0 | 0 | 0 | 0 | 2026-10-09 | 1900-01-01 | 0 | [8 empty] | HDU |  |  |  | 0 | 0 | [12 empty] | admin | 2024-12-12 14:25 |  | MINDRAY | BENEVISION N17 | F2-45031668 | HIGH DEPENDENCY UNIT |  |  | 1 | B | 1 |  | SCHMIDT BIOMED TECH SDN BHD | SCHMIDT BIOMED TECH SDN BHD | STOR 225004 | CHINA |  | SCHMIDT BIOMEDTECH SDN BHD |  |  | 0 | 0 | 0 | 0 |  |  |  |  | 2024-10-10 | KPJ Ipoh Specialist Hospital | 2 | [91 empty] | √ | [5 empty] | √ | bar: APR; OCT
190 | H07B100190 | H07B100190 | 12647 | BEMS | B | - | ACT | C | H07 | BEMS | PATIENT MONITORING SYSTEM | PATIENT MONITORING SYSTEM | BA | HDU | L02 | ISH/BE/02081 | 0 |  | 0 | HOSPITAL | 50445 | 0 | 0 | 0 | 0 | 0 | 0 | 0 | 0 | 0 | 0 | 2026-10-09 | 1900-01-01 | 0 | [8 empty] | HDU |  |  |  | 0 | 0 | [12 empty] | admin | 2024-12-12 14:25 |  | MINDRAY | BENEVISION N17 | F2-48034494 | HIGH DEPENDENCY UNIT |  |  | 1 | B | 1 |  | SCHMIDT BIOMED TECH SDN BHD | SCHMIDT BIOMED TECH SDN BHD | STOR 225004 | CHINA |  | SCHMIDT BIOMEDTECH SDN BHD |  |  | 0 | 0 | 0 | 0 |  |  |  |  | 2024-10-10 | KPJ Ipoh Specialist Hospital | 2 | [92 empty] | √ | [5 empty] | √ | bar: APR; OCT
191 | H07B100191 | H07B100191 | 17001 | BEMS | B | - | ACT | C | H07 | BEMS | CENTRAL MONITOR | CENTRAL MONITOR | BA | HDU | L02 | ISH/BE/02082 | 0 |  | 0 | HOSPITAL | 83790 | 0 | 0 | 0 | 0 | 0 | 0 | 0 | 0 | 0 | 0 | 2026-10-09 | 1900-01-01 | 0 | [8 empty] | HDU |  |  |  | 0 | 0 | [12 empty] | admin | 2024-12-12 14:25 |  | MINDRAY | 33CB-CTO-S01 | JB-45037421 | HIGH DEPENDENCY UNIT |  |  | 1 | B | 1 |  | SCHMIDT BIOMED TECH SDN BHD | SCHMIDT BIOMED TECH SDN BHD | STOR 225004 | CHINA |  | SCHMIDT BIOMEDTECH SDN BHD |  |  | 0 | 0 | 0 | 0 |  |  |  |  | 2024-10-10 | KPJ Ipoh Specialist Hospital | 2 | bar: APR; OCT
192 | H07B100192 | H07B100192 | 10969 | BEMS | B | - | ACT | C | H07 | BEMS | DVT PUMP | DVT PUMP | BA | HDU | L02 | ISH/BE/02090 | 0 |  | 0 | HOSPITAL | 8100 | 0 | 0 | 0 | 0 | 0 | 0 | 0 | 0 | 0 | 0 | 2024-11-21 | 1900-01-01 | 0 | [8 empty] | HDU |  |  |  | 0 | 0 | [12 empty] | admin | 2024-12-12 14:25 |  | DAESUNG MAREF | 4000S | 20121671 | HIGH DEPENDENCY UNIT |  |  | 1 | B | 1 |  | SUP100004 | GEMILANG ASIA TECHNOLOGY SDN BHD | STOR 232020 (FA) | KOREA |  | GEMILANG ASIA TECHNOLOGY SDN BHD |  |  | 0 | 0 | 0 | 0 |  |  |  |  | 2024-11-22 | KPJ Ipoh Specialist Hospital | 1 | bar: MAY; NOV
193 | H07B100193 | H07B100193 | 15613 | BEMS | B | - | ACT | C | H07 | BEMS | VENTILATOR, TRANSPORT | VENTILATOR, TRANSPORT | BA | NICU | L01 | ISH/BE/01367 | 0 |  | 0 | HOSPITAL | 59000 | 0 | 0 | 0 | 0 | 0 | 0 | 0 | 0 | 0 | 0 | 2018-04-01 | 1900-01-01 | 8 | [8 empty] | NICU |  |  |  | 0 | 0 | [12 empty] | admin | 2024-12-12 14:25 |  | SMITHS MEDICAL | BABYPAC 100 | 1507133 | NICU |  |  | 1 | B | 1 |  | PERNIAGAAN MEGA MEDIK | PERNIAGAAN MEGA MEDIK | STOR 130967(FA) | USA |  | PRIMED MEDICAL SDN BHD |  |  | 0 | 0 | 0 | 0 |  |  |  |  | 2016-04-08 | KPJ Ipoh Specialist Hospital | 1 | bar: OCT
194 | H07B100194 | H07B100194 | 14346 | BEMS | B | - | ACT | C | H07 | BEMS | TRANSILLUMINATOR | TRANSILLUMINATOR | BA | NICU | L01 | ISH/BE/01373 | 0 |  | 0 | HOSPITAL | 4770 | 0 | 0 | 0 | 0 | 0 | 0 | 0 | 0 | 0 | 0 | 2018-04-01 | 1900-01-01 | 8 | [8 empty] | NICU |  |  |  | 0 | 0 | [12 empty] | admin | 2024-12-12 14:25 |  | STIHLER | ASTODIA | DA03408 | NICU |  |  | 1 | B | 1 |  | SUP100004 | GEMILANG ASIA TECHNOLOGY SDN BHD | STOR 131077 (FA) | GERMANY |  | GEMILANG ASIA TECHNOLOGY SDN BHD |  |  | 0 | 0 | 0 | 0 |  |  |  |  | 2016-04-04 | KPJ Ipoh Specialist Hospital | 2 | bar: APR; OCT
195 | H07B100195 | H07B100195 | 15613 | BEMS | B | - | ACT | C | H07 | BEMS | OSCILLATORY VENTILATOR | OSCILLATORY VENTILATOR | BA | NICU | L01 | ISH/BE/01374 | 0 |  | 0 | HOSPITAL | 159200 | 0 | 0 | 0 | 0 | 0 | 0 | 0 | 0 | 0 | 0 | 2018-04-01 | 1900-01-01 | 8 | [8 empty] | NICU |  |  |  | 0 | 0 | [12 empty] | admin | 2024-12-12 14:25 |  | CAREFUSION | 3100A | BEW01525 | NICU |  |  | 1 | B | 1 |  | SCHMIDT BIOMED TECH SDN BHD | SCHMIDT BIOMED TECH SDN BHD | STOR 130961 (FA) | USA |  | SCHMIDT BIOMEDTECH SDN BHD |  |  | 0 | 0 | 0 | 0 |  |  |  |  | 2016-04-06 | KPJ Ipoh Specialist Hospital | 2 | bar: APR; OCT
196 | H07B100196 | H07B100196 | 17148 | BEMS | B | - | ACT | C | H07 | BEMS | OXYMETER, PULSE | OXYMETER, PULSE | BA | NICU | L01 | ISH/BE/01387 | 0 |  | 0 | HOSPITAL | 7000 | 0 | 0 | 0 | 0 | 0 | 0 | 0 | 0 | 0 | 0 | 2017-04-01 | 1900-01-01 | 8 | [8 empty] | NICU |  |  |  | 0 | 0 | [12 empty] | admin | 2024-12-12 14:25 |  | MASIMO | R2932-RADICAL7TS | 243052 | NICU |  |  | 1 | B | 1 |  | RESPIMEDIC SDN BHD | RESPIMEDIC SDN BHD | STOR 130972 (FA) | USA |  | PRINCIP ENGINEERING |  |  | 0 | 0 | 0 | 0 |  |  |  |  | 2016-04-20 | KPJ Ipoh Specialist Hospital | 1 | bar: JUL
197 | H07B100197 | H07B100197 | 17148 | BEMS | B | - | ACT | C | H07 | BEMS | OXYMETER, PULSE | OXYMETER, PULSE | BA | NICU | L01 | ISH/BE/01388 | 0 |  | 0 | HOSPITAL | 7000 | 0 | 0 | 0 | 0 | 0 | 0 | 0 | 0 | 0 | 0 | 2017-04-01 | 1900-01-01 | 8 | [8 empty] | NICU |  |  |  | 0 | 0 | [12 empty] | admin | 2024-12-12 14:25 |  | MASIMO | R2932-RADICAL7TS | 243033 | NICU |  |  | 1 | B | 1 |  | RESPIMEDIC SDN BHD | RESPIMEDIC SDN BHD | STOR 130972 (FA) | USA |  | PRINCIP ENGINEERING |  |  | 0 | 0 | 0 | 0 |  |  |  |  | 2016-04-20 | KPJ Ipoh Specialist Hospital | 1 | bar: JUL
198 | H07B100198 | H07B100198 | 13360 | BEMS | B | - | ACT | C | H07 | BEMS | NEOPUFF | NEOPUFF | BA | NICU | L01 | ISH/BE/01389 | 0 |  | 0 | HOSPITAL | 5660 | 0 | 0 | 0 | 0 | 0 | 0 | 0 | 0 | 0 | 0 | 2017-04-01 | 1900-01-01 | 0 | [8 empty] | NICU |  |  |  | 0 | 0 | [12 empty] | admin | 2024-12-12 14:25 |  | FISHER & PAYKEL | RD900 | 150929003488 | NICU |  |  | 1 | B | 1 |  | SUP100023 | DAYA CERGAS (M) SDN BHD | STOR 131033 (FA) | USA |  | DAYA CERGAS (M) SDN BHD |  |  | 0 | 0 | 0 | 0 |  |  |  |  | 2016-04-25 | KPJ Ipoh Specialist Hospital | 1 | bar: DEC
199 | H07B100199 | H07B100199 | 13360 | BEMS | B | - | ACT | C | H07 | BEMS | NEOPUFF | NEOPUFF | BA | NICU | L01 | ISH/BE/01390 | 0 |  | 0 | HOSPITAL | 5660 | 0 | 0 | 0 | 0 | 0 | 0 | 0 | 0 | 0 | 0 | 2017-04-01 | 1900-01-01 | 0 | [8 empty] | NICU |  |  |  | 0 | 0 | [12 empty] | admin | 2024-12-12 14:25 |  | FISHER & PAYKEL | RD900 | 150929003489 | NICU |  |  | 1 | B | 1 |  | SUP100023 | DAYA CERGAS (M) SDN BHD | STOR 131033 (FA) | USA |  | DAYA CERGAS (M) SDN BHD |  |  | 0 | 0 | 0 | 0 |  |  |  |  | 2016-04-25 | KPJ Ipoh Specialist Hospital | 1 | bar: DEC
200 | H07B100200 | H07B100200 | 11467 | BEMS | B | - | ACT | C | H07 | BEMS | AEEG MONITORING SYSTEM | AEEG MONITORING SYSTEM | BA | NICU | L01 | ISH/BE/01394 | 0 |  | 0 | HOSPITAL | 120000 | 0 | 0 | 0 | 0 | 0 | 0 | 0 | 0 | 0 | 0 | 2017-04-01 | 1900-01-01 | 0 | [8 empty] | NICU |  |  |  | 0 | 0 | [12 empty] | admin | 2024-12-12 14:25 |  | NATUS | NICOLET ONE | UR166529G | NICU |  |  | 1 | B | 1 |  | DAN MEDIK SDN BHD | DAN MEDIK SDN BHD | STOR 131029 (FA) | USA |  | DAN MEDIK SDN BHD |  |  | 0 | 0 | 0 | 0 |  |  |  |  | 2016-04-26 | KPJ Ipoh Specialist Hospital | 2 | bar: JAN; JUL
201 | H07B100201 | H07B100201 | 12701 | BEMS | B | - | ACT | C | H07 | BEMS | DUOPAP | DUOPAP | BA | NICU | L01 | ISH/BE/01414 | 0 |  | 0 | HOSPITAL | 65000 | 0 | 0 | 0 | 0 | 0 | 0 | 0 | 0 | 0 | 0 | 2018-06-01 | 1900-01-01 | 8 | [8 empty] | NICU |  |  |  | 0 | 0 | [12 empty] | admin | 2024-12-12 14:25 |  | ACUTRONIC | 7250.N | AT21HD-0888 | NICU |  |  | 1 | B | 1 |  | SCHMIDT BIOMED TECH SDN BHD | SCHMIDT BIOMED TECH SDN BHD | STOR 130958(FA) | USA |  | SCHMIDT BIOMEDTECH SDN BHD |  |  | 0 | 0 | 0 | 0 |  |  |  |  | 2016-06-08 | KPJ Ipoh Specialist Hospital | 2 | bar: JUN; DEC
202 | H07B100202 | H07B100202 | 12701 | BEMS | B | - | ACT | C | H07 | BEMS | DUOPAP | DUOPAP | BA | NICU | L01 | ISH/BE/01415 | 0 |  | 0 | HOSPITAL | 65000 | 0 | 0 | 0 | 0 | 0 | 0 | 0 | 0 | 0 | 0 | 2018-06-01 | 1900-01-01 | 8 | [8 empty] | NICU |  |  |  | 0 | 0 | [12 empty] | admin | 2024-12-12 14:25 |  | ACUTRONIC | 7250.N | AT21HD-0910 | NICU |  |  | 1 | B | 1 |  | SCHMIDT BIOMED TECH SDN BHD | SCHMIDT BIOMED TECH SDN BHD | STOR 130958(FA) | USA |  | SCHMIDT BIOMEDTECH SDN BHD |  |  | 0 | 0 | 0 | 0 |  |  |  |  | 2016-06-08 | KPJ Ipoh Specialist Hospital | 2 | bar: JUN; DEC
203 | H07B100203 | H07B100203 | 16539 | BEMS | B | - | ACT | C | H07 | BEMS | TEMPERATURE MANAGEMENT SYSTEM | TEMPERATURE MANAGEMENT SYSTEM | BA | NICU | L01 | ISH/BE/01421 | 0 |  | 0 | HOSPITAL | 140000 | 0 | 0 | 0 | 0 | 0 | 0 | 0 | 0 | 0 | 0 | 2018-06-01 | 1900-01-01 | 8 | [8 empty] | NICU |  |  |  | 0 | 0 | [12 empty] | admin | 2024-12-12 14:25 |  | MEDIVANCE | 5000 | DYAQY043 | NICU |  |  | 1 | B | 1 |  | UNITED ITALIAN TRADING (M) SDN BHD | UNITED ITALIAN TRADING (M) SDN BHD | STOR 131088 (FA) | USA |  | DAN MEDIK SDN BHD |  |  | 0 | 0 | 0 | 0 |  |  |  |  | 2016-06-23 | KPJ Ipoh Specialist Hospital | 2 | bar: MAY; NOV
204 | H07B100204 | H07B100204 | 15613 | BEMS | B | - | ACT | C | H07 | BEMS | VENTILATOR, NEONATAL | VENTILATOR, NEONATAL | BA | NICU | L01 | ISH/BE/01422 | 0 |  | 0 | HOSPITAL | 163500 | 0 | 0 | 0 | 0 | 0 | 0 | 0 | 0 | 0 | 0 | 2018-06-01 | 1900-01-01 | 8 | [8 empty] | NICU |  |  |  | 0 | 0 | [12 empty] | admin | 2024-12-12 14:25 |  | DRAGER | BABYLOG VN 500 | ASJD-0079 | NICU |  |  | 1 | B | 1 |  | GLOBAL HEALTHCARE LOGISTIC (M) SDN BHD | GLOBAL HEALTHCARE LOGISTIC (M) SDN BHD | STOR 130960(FA) | GERMANY |  | DREAGER MALAYSIA SDN BHD |  |  | 0 | 0 | 0 | 0 |  |  |  |  | 2016-06-23 | KPJ Ipoh Specialist Hospital | 2 | bar: JUN; DEC
205 | H07B100205 | H07B100205 | 15613 | BEMS | B | - | ACT | C | H07 | BEMS | VENTILATOR, NEONATAL | VENTILATOR, NEONATAL | BA | NICU | L01 | ISH/BE/01423 | 0 |  | 0 | HOSPITAL | 163500 | 0 | 0 | 0 | 0 | 0 | 0 | 0 | 0 | 0 | 0 | 2018-06-01 | 1900-01-01 | 8 | [8 empty] | NICU |  |  |  | 0 | 0 | [12 empty] | admin | 2024-12-12 14:25 |  | DRAGER | BABYLOG VN 500 | ASJD-0080 | NICU |  |  | 1 | B | 1 |  | GLOBAL HEALTHCARE LOGISTIC (M) SDN BHD | GLOBAL HEALTHCARE LOGISTIC (M) SDN BHD | STOR 130960(FA) | GERMANY |  | DREAGER MALAYSIA SDN BHD |  |  | 0 | 0 | 0 | 0 |  |  |  |  | 2016-06-23 | KPJ Ipoh Specialist Hospital | 2 | bar: MAR; SEP
206 | H07B100206 | H07B100206 | 12113 | BEMS | B | - | ACT | C | H07 | BEMS | OMNIBED | OMNIBED | BA | NICU | L01 | ISH/BE/01425 | 0 |  | 0 | HOSPITAL | 109500 | 0 | 0 | 0 | 0 | 0 | 0 | 0 | 0 | 0 | 0 | 2018-07-01 | 1900-01-01 | 8 | [8 empty] | NICU |  |  |  | 0 | 0 | [12 empty] | admin | 2024-12-12 14:25 |  | GE | GIRAFFE | HDGU67374 | NICU |  |  | 1 | B | 1 |  | GETZ HEALTHCARE (M) SDN BHD | GETZ HEALTHCARE (M) SDN BHD | STOR 130964(FA) | GERMANY |  | EXPERT HEALTHCARE SDN BHD |  |  | 0 | 0 | 0 | 0 |  |  |  |  | 2016-07-12 | KPJ Ipoh Specialist Hospital | 2 | bar: MAY; NOV
207 | H07B100207 | H07B100207 | 12113 | BEMS | B | - | ACT | C | H07 | BEMS | OMNIBED | OMNIBED | BA | NICU | L01 | ISH/BE/01426 | 0 |  | 0 | HOSPITAL | 109500 | 0 | 0 | 0 | 0 | 0 | 0 | 0 | 0 | 0 | 0 | 2018-07-01 | 1900-01-01 | 8 | [8 empty] | NICU |  |  |  | 0 | 0 | [12 empty] | admin | 2024-12-12 14:25 |  | GE | GIRRAFE | HDGU67373 | NICU |  |  | 1 | B | 1 |  | GETZ HEALTHCARE (M) SDN BHD | GETZ HEALTHCARE (M) SDN BHD | STOR 130964(FA) | GERMANY |  | EXPERT HEALTHCARE SDN BHD |  |  | 0 | 0 | 0 | 0 |  |  |  |  | 2016-07-12 | KPJ Ipoh Specialist Hospital | 2 | bar: JUN; DEC
208 | H07B100208 | H07B100208 | 13037 | BEMS | B | - | ACT | C | H07 | BEMS | BILIBED | BILIBED | BA | NICU | L01 | ISH/BE/01427 | 0 |  | 0 | HOSPITAL | 17500 | 0 | 0 | 0 | 0 | 0 | 0 | 0 | 0 | 0 | 0 | 2018-07-01 | 1900-01-01 | 8 | [8 empty] | NICU |  |  |  | 0 | 0 | [12 empty] | admin | 2024-12-12 14:25 |  | GE | BILISOFT | HFAV60553 | NICU |  |  | 1 | B | 1 |  | GETZ HEALTHCARE (M) SDN BHD | GETZ HEALTHCARE (M) SDN BHD | STOR 130964(FA) | GERMANY |  | EXPERT HEALTHCARE SDN BHD |  |  | 0 | 0 | 0 | 0 |  |  |  |  | 2016-07-12 | KPJ Ipoh Specialist Hospital | 2 | bar: FEB; AUG
209 | H07B100209 | H07B100209 | 13037 | BEMS | B | - | ACT | N | H07 | BEMS | PHOTOTHERAPY UNIT | PHOTOTHERAPY UNIT | BA | NICU | L01 | ISH/BE/01428 | 0 |  | 0 | HOSPITAL | 9500 | 0 | 0 | 0 | 0 | 0 | 0 | 0 | 0 | 0 | 0 | 2018-07-01 | 1900-01-01 | 8 | [8 empty] | NICU |  |  |  | 0 | 0 | [12 empty] | admin | 2024-12-12 14:25 |  | GE | EQ LULLABY LED | SGT15469423PA | NICU |  |  | 1 | B | 1 |  | GETZ HEALTHCARE (M) SDN BHD | GETZ HEALTHCARE (M) SDN BHD | STOR 130964(FA) | GERMANY |  | PRINCIP ENGINEERING |  |  | 0 | 0 | 0 | 0 |  |  |  |  | 2016-07-12 | KPJ Ipoh Specialist Hospital | 1 | bar: MAY
210 | H07B100210 | H07B100210 | 13037 | BEMS | B | - | ACT | N | H07 | BEMS | PHOTOTHERAPY UNIT | PHOTOTHERAPY UNIT | BA | NICU | L01 | ISH/BE/01429 | 0 |  | 0 | HOSPITAL | 9500 | 0 | 0 | 0 | 0 | 0 | 0 | 0 | 0 | 0 | 0 | 2018-07-01 | 1900-01-01 | 8 | [8 empty] | NICU |  |  |  | 0 | 0 | [12 empty] | admin | 2024-12-12 14:25 |  | GE | EQ LULLABY LED | SGT15469424PA | NICU |  |  | 1 | B | 1 |  | GETZ HEALTHCARE (M) SDN BHD | GETZ HEALTHCARE (M) SDN BHD | STOR 130964(FA) | GERMANY |  | EXPERT HEALTHCARE SDN BHD |  |  | 0 | 0 | 0 | 0 |  |  |  |  | 2016-07-12 | KPJ Ipoh Specialist Hospital | 1 | bar: MAY
211 | H07B100211 | H07B100211 | - | BEMS | B | - | ACT | C | H07 | BEMS | NITRIC OXIDE DELIVERY SYSTEM | NITRIC OXIDE DELIVERY SYSTEM | BA | NICU | L01 | ISH/BE/01566 | 0 |  | 0 | HOSPITAL | 147000 | 0 | 0 | 0 | 0 | 0 | 0 | 0 | 0 | 0 | 0 | 2020-03-01 | 1900-01-01 | 6 | [8 empty] | NICU |  |  |  | 0 | 0 | [12 empty] | admin | 2024-12-12 14:25 |  | EKU | iNO | ASKB-0002 NOAE615121 | NICU |  |  | 1 | B | 1 |  | GAS WALKER MIRAMED SDN BHD | GAS WALKER MIRAMED SDN BHD | STOR 154949 (FA) | GERMANY |  | GAS WALKER MIRAMED SDN BHD |  |  | 0 | 0 | 0 | 0 |  |  |  |  | 2018-03-21 | KPJ Ipoh Specialist Hospital | 1 | bar: APR
212 | H07B100212 | H07B100212 | 13215 | BEMS | B | - | ACT | C | H07 | BEMS | INFUSION PUMP | INFUSION PUMP | BA | NICU | L01 | ISH/BE/01635 | 0 |  | 0 | HOSPITAL | 4250 | 0 | 0 | 0 | 0 | 0 | 0 | 0 | 0 | 0 | 0 |  | 1900-01-01 | 4 | [8 empty] | NICU |  |  |  | 0 | 0 | [12 empty] | admin | 2024-12-12 14:25 |  | TERUMO | TELM730A02 | 2008010014 | NICU |  |  | 1 | B | 1 |  | SUMMIT COMPANY (M) SDN BHD | SUMMIT COMPANY (M) SDN BHD |  | JAPAN |  | SUMMIT COMPANY (MALAYSIA) SDN BHD |  |  | 0 | 0 | 0 | 0 |  |  |  |  | 2020-12-03 | KPJ Ipoh Specialist Hospital | 1 | bar: JUN
213 | H07B100213 | H07B100213 | 13215 | BEMS | B | - | ACT | C | H07 | BEMS | INFUSION PUMP | INFUSION PUMP | BA | NICU | L01 | ISH/BE/01636 | 0 |  | 0 | HOSPITAL | 4250 | 0 | 0 | 0 | 0 | 0 | 0 | 0 | 0 | 0 | 0 |  | 1900-01-01 | 4 | [8 empty] | NICU |  |  |  | 0 | 0 | [12 empty] | admin | 2024-12-12 14:25 |  | TERUMO | TELM730A02 | 2008010015 | NICU |  |  | 1 | B | 1 |  | SUMMIT COMPANY (M) SDN BHD | SUMMIT COMPANY (M) SDN BHD |  | JAPAN |  | SUMMIT COMPANY (MALAYSIA) SDN BHD |  |  | 0 | 0 | 0 | 0 |  |  |  |  | 2020-12-03 | KPJ Ipoh Specialist Hospital | 1 | bar: JUN
214 | H07B100214 | H07B100214 | 13217 | BEMS | B | - | ACT | C | H07 | BEMS | SYRINGE PUMP | SYRINGE PUMP | BA | NICU | L01 | ISH/BE/01637 | 0 |  | 0 | HOSPITAL | 4250 | 0 | 0 | 0 | 0 | 0 | 0 | 0 | 0 | 0 | 0 |  | 1900-01-01 | 4 | [8 empty] | NICU |  |  |  | 0 | 0 | [12 empty] | admin | 2024-12-12 14:25 |  | TERUMO | TESS730N02 | 2007010020 | NICU |  |  | 1 | B | 1 |  | SUMMIT COMPANY (M) SDN BHD | SUMMIT COMPANY (M) SDN BHD |  | JAPAN |  | SUMMIT COMPANY (MALAYSIA) SDN BHD |  |  | 0 | 0 | 0 | 0 |  |  |  |  | 2020-12-03 | KPJ Ipoh Specialist Hospital | 1 | bar: FEB
215 | H07B100215 | H07B100215 | 13217 | BEMS | B | - | ACT | C | H07 | BEMS | SYRINGE PUMP | SYRINGE PUMP | BA | NICU | L01 | ISH/BE/01638 | 0 |  | 0 | HOSPITAL | 4250 | 0 | 0 | 0 | 0 | 0 | 0 | 0 | 0 | 0 | 0 |  | 1900-01-01 | 4 | [8 empty] | NICU |  |  |  | 0 | 0 | [12 empty] | admin | 2024-12-12 14:25 |  | TERUMO | TESS730N02 | 2007010019 | NICU |  |  | 1 | B | 1 |  | SUMMIT COMPANY (M) SDN BHD | SUMMIT COMPANY (M) SDN BHD |  | JAPAN |  | SUMMIT COMPANY (MALAYSIA) SDN BHD |  |  | 0 | 0 | 0 | 0 |  |  |  |  | 2020-12-03 | KPJ Ipoh Specialist Hospital | 1 | bar: FEB
216 | H07B100216 | H07B100216 | 13217 | BEMS | B | - | ACT | C | H07 | BEMS | SYRINGE PUMP | SYRINGE PUMP | BA | NICU | L01 | ISH/BE/01639 | 0 |  | 0 | HOSPITAL | 4250 | 0 | 0 | 0 | 0 | 0 | 0 | 0 | 0 | 0 | 0 |  | 1900-01-01 | 4 | [8 empty] | NICU |  |  |  | 0 | 0 | [12 empty] | admin | 2024-12-12 14:25 |  | TERUMO | TESS730N02 | 2007010021 | NICU |  |  | 1 | B | 1 |  | SUMMIT COMPANY (M) SDN BHD | SUMMIT COMPANY (M) SDN BHD |  | JAPAN |  | SUMMIT COMPANY (MALAYSIA) SDN BHD |  |  | 0 | 0 | 0 | 0 |  |  |  |  | 2020-12-03 | KPJ Ipoh Specialist Hospital | 1 | bar: FEB
217 | H07B100217 | H07B100217 | 13217 | BEMS | B | - | ACT | C | H07 | BEMS | SYRINGE PUMP | SYRINGE PUMP | BA | NICU | L01 | ISH/BE/01640 | 0 |  | 0 | HOSPITAL | 4250 | 0 | 0 | 0 | 0 | 0 | 0 | 0 | 0 | 0 | 0 |  | 1900-01-01 | 4 | [8 empty] | NICU |  |  |  | 0 | 0 | [12 empty] | admin | 2024-12-12 14:25 |  | TERUMO | TESS730N02 | 2007010022 | NICU |  |  | 1 | B | 1 |  | SUMMIT COMPANY (M) SDN BHD | SUMMIT COMPANY (M) SDN BHD |  | JAPAN |  | SUMMIT COMPANY (MALAYSIA) SDN BHD |  |  | 0 | 0 | 0 | 0 |  |  |  |  | 2020-12-03 | KPJ Ipoh Specialist Hospital | 1 | bar: FEB
218 | H07B100218 | H07B100218 | 12647 | BEMS | B | - | ACT | C | H07 | BEMS | PATIENT MONITORING SYSTEM | PATIENT MONITORING SYSTEM | BA | NICU | L01 | ISH/BE/01672 | 0 |  | 0 | HOSPITAL | 55000 | 0 | 0 | 0 | 0 | 0 | 0 | 0 | 0 | 0 | 0 |  | 1900-01-01 | 3 | [8 empty] | NICU |  |  |  | 0 | 0 | [12 empty] | admin | 2024-12-12 14:25 |  | MINDRAY | N17 | F2-11011914 | NICU |  |  | 1 | B | 1 |  | SCHMIDT BIOMED TECH SDN BHD | SCHMIDT BIOMED TECH SDN BHD |  | CHINA |  | SCHMIDT BIOMEDTECH SDN BHD |  |  | 0 | 0 | 0 | 0 |  |  |  |  | 2021-02-05 | KPJ Ipoh Specialist Hospital | 2 | bar: FEB; AUG
219 | H07B100219 | H07B100219 | 12647 | BEMS | B | - | ACT | C | H07 | BEMS | PATIENT MONITORING SYSTEM | PATIENT MONITORING SYSTEM | BA | NICU | L01 | ISH/BE/01673 | 0 |  | 0 | HOSPITAL | 55000 | 0 | 0 | 0 | 0 | 0 | 0 | 0 | 0 | 0 | 0 |  | 1900-01-01 | 3 | [8 empty] | NICU |  |  |  | 0 | 0 | [12 empty] | admin | 2024-12-12 14:25 |  | MINDRAY | N17 | F2-11011915 | NICU |  |  | 1 | B | 1 |  | SCHMIDT BIOMED TECH SDN BHD | SCHMIDT BIOMED TECH SDN BHD |  | CHINA |  | SCHMIDT BIOMEDTECH SDN BHD |  |  | 0 | 0 | 0 | 0 |  |  |  |  | 2021-02-05 | KPJ Ipoh Specialist Hospital | 2 | bar: FEB; AUG
220 | H07B100220 | H07B100220 | 13215 | BEMS | B | - | ACT | C | H07 | BEMS | INFUSION PUMP | INFUSION PUMP | BA | NICU | L01 | ISH/BE/01810 | 0 |  | 0 | HOSPITAL | 4730 | 0 | 0 | 0 | 0 | 0 | 0 | 0 | 0 | 0 | 0 | 2025-02-05 | 1900-01-01 | 1 | [8 empty] | NICU |  |  |  | 0 | 0 | [12 empty] | admin | 2024-12-12 14:25 |  | TERUMO | TE*LM730A03 | 2003010030 | NICU |  |  | 1 | B | 1 |  | SUMMIT COMPANY (MALAYSIA) SDN BHD | SUMMIT COMPANY (MALAYSIA) SDN BHD | STOR 211730 | JAPAN |  | SUMMIT COMPANY (MALAYSIA) SDN BHD |  |  | 0 | 0 | 0 | 0 |  |  |  |  | 2023-03-05 | KPJ Ipoh Specialist Hospital | 1 | bar: MAY
221 | H07B100221 | H07B100221 | 13217 | BEMS | B | - | ACT | C | H07 | BEMS | SYRINGE PUMP | SYRINGE PUMP | BA | NICU | L01 | ISH/BE/01830 | 0 |  | 0 | HOSPITAL | 3680 | 0 | 0 | 0 | 0 | 0 | 0 | 0 | 0 | 0 | 0 | 2025-02-05 | 1900-01-01 | 1 | [8 empty] | NICU |  |  |  | 0 | 0 | [12 empty] | admin | 2024-12-12 14:25 |  | TERUMO | TE*SS730N02 | 2111012051 | NICU |  |  | 1 | B | 1 |  | SUMMIT COMPANY (MALAYSIA) SDN BHD | SUMMIT COMPANY (MALAYSIA) SDN BHD | STOR 211747 | JAPAN |  | SUMMIT COMPANY (MALAYSIA) SDN BHD |  |  | 0 | 0 | 0 | 0 |  |  |  |  | 2023-03-05 | KPJ Ipoh Specialist Hospital | 1 | bar: MAY
222 | H07B100222 | H07B100222 | 15709 | BEMS | B | - | ACT | C | H07 | BEMS | I-STAT | I-STAT | BA | NICU | L01 | ISH/BE/01975 | 0 |  | 0 | HOSPITAL | 44550 | 0 | 0 | 0 | 0 | 0 | 0 | 0 | 0 | 0 | 0 | 2025-03-06 | 1900-01-01 | 0 | [8 empty] | NICU |  |  |  | 0 | 0 | [12 empty] | admin | 2024-12-12 14:25 |  | ABBOTT | I-STAT ALINITY | 810417 | NICU |  |  | 1 | B | 1 |  | TRANSMEDIC HEALTHCARE SDN BHD | TRANSMEDIC HEALTHCARE SDN BHD | STOR 220530 |  |  | TRANSMEDIC HEALTHCARE SDN BHD |  |  | 0 | 0 | 0 | 0 |  |  |  |  | 2024-03-07 | KPJ Ipoh Specialist Hospital | 2 | bar: MAR; SEP
225 | H07B100225 | H07B100225 | 15613 | BEMS | B | - | ACT | C | H07 | BEMS | VENTILATORS | VENTILATORS | BA | CICU | L01 | ISH/BE/00233 | 0 |  | 0 | HOSPITAL | 120000 | 0 | 0 | 0 | 0 | 0 | 0 | 0 | 0 | 0 | 0 |  | 1900-01-01 | 18 | [8 empty] | CICU |  |  |  | 0 | 0 | [12 empty] | admin | 2024-12-12 14:25 |  | MAQUET | SERVO I | 20511 | CARDIAC INTESIVE CARE UNIT |  |  | 1 | B | 1 |  | SCHMIST SCIENTIFIC SDN BHD | SCHMIST SCIENTIFIC SDN BHD |  | GERMANY |  | IDS MEDICAL SYSTEM (M) SDN BHD |  |  | 0 | 0 | 0 | 0 |  |  |  |  | 2006-02-14 | KPJ Ipoh Specialist Hospital | 2 | bar: MAY; NOV
226 | H07B100226 | H07B100226 | 12647 | BEMS | B | - | ACT | C | H07 | BEMS | PATIENT MONITORING SYSTEM | PATIENT MONITORING SYSTEM | BA | CICU | L01 | ISH/BE/01503 | 0 |  | 0 | HOSPITAL | 75000 | 0 | 0 | 0 | 0 | 0 | 0 | 0 | 0 | 0 | 0 | 2019-01-01 | 1900-01-01 | 7 | [8 empty] | CICU |  |  |  | 0 | 0 | [12 empty] | admin | 2024-12-12 14:25 |  | PHILIPS | 865241 MX700 | DE58544534 | CARDIAC INTESIVE CARE UNIT |  |  | 1 | B | 1 |  | SUP100018 | IDS MEDICAL SYSTEM (M) SDN BHD | STOR 135439(FA) | GERMANY |  | IDS MEDICAL SYSTEM (M) SDN BHD |  |  | 0 | 0 | 0 | 0 |  |  |  |  | 2017-01-06 | KPJ Ipoh Specialist Hospital | 2 | bar: FEB; AUG
227 | H07B100227 | H07B100227 | 12647 | BEMS | B | - | ACT | C | H07 | BEMS | PATIENT MONITORING SYSTEM | PATIENT MONITORING SYSTEM | BA | CICU | L01 | ISH/BE/01506 | 0 |  | 0 | HOSPITAL | 75000 | 0 | 0 | 0 | 0 | 0 | 0 | 0 | 0 | 0 | 0 | 2019-01-01 | 1900-01-01 | 7 | [8 empty] | CICU |  |  |  | 0 | 0 | [12 empty] | admin | 2024-12-12 14:25 |  | PHILIPS | 865241 MX700 | DE58544551 | CARDIAC INTESIVE CARE UNIT |  |  | 1 | B | 1 |  | SUP100018 | IDS MEDICAL SYSTEM (M) SDN BHD | STOR 135439(FA) | GERMANY |  | IDS MEDICAL SYSTEM (M) SDN BHD |  |  | 0 | 0 | 0 | 0 |  |  |  |  | 2017-01-06 | KPJ Ipoh Specialist Hospital | 2 | bar: FEB; AUG
228 | H07B100228 | H07B100228 | 12647 | BEMS | B | - | ACT | C | H07 | BEMS | PATIENT MONITORING SYSTEM | PATIENT MONITORING SYSTEM | BA | CICU | L01 | ISH/BE/01507 | 0 |  | 0 | HOSPITAL | 75000 | 0 | 0 | 0 | 0 | 0 | 0 | 0 | 0 | 0 | 0 | 2019-01-01 | 1900-01-01 | 7 | [8 empty] | CICU |  |  |  | 0 | 0 | [12 empty] | admin | 2024-12-12 14:25 |  | PHILIPS | 865241 MX700 | DE58544540 | CARDIAC INTESIVE CARE UNIT |  |  | 1 | B | 1 |  | SUP100018 | IDS MEDICAL SYSTEM (M) SDN BHD | STOR 135439(FA) | GERMANY |  | IDS MEDICAL SYSTEM (M) SDN BHD |  |  | 0 | 0 | 0 | 0 |  |  |  |  | 2017-01-06 | KPJ Ipoh Specialist Hospital | 2 | bar: FEB; AUG
229 | H07B100229 | H07B100229 | 13217 | BEMS | B | - | ACT | C | H07 | BEMS | SYRINGE PUMP | SYRINGE PUMP | BA | CICU | L01 | ISH/BE/00239 | 0 |  | 0 | HOSPITAL | 2950 | 0 | 0 | 0 | 0 | 0 | 0 | 0 | 0 | 0 | 0 |  | 1900-01-01 | 24 | [8 empty] | CICU |  |  |  | 0 | 0 | [12 empty] | admin | 2024-12-12 14:25 |  | TERUMO | TE311 | 99110029 | CARDIAC INTESIVE CARE UNIT |  |  | 1 | B | 1 |  | JEBSEN & JESSEN TECHNOLOGY SDN BHD | JEBSEN & JESSEN TECHNOLOGY SDN BHD |  | JAPAN |  | PRINCIP ENGINEERING |  |  | 0 | 0 | 0 | 0 |  |  |  |  | 2000-12-06 | KPJ Ipoh Specialist Hospital | 1 | bar: JUN
230 | H07B100230 | H07B100230 | 13217 | BEMS | B | - | ACT | C | H07 | BEMS | SYRINGE PUMP | SYRINGE PUMP | BA | CICU | L01 | ISH/BE/00240 | 0 |  | 0 | HOSPITAL | 2950 | 0 | 0 | 0 | 0 | 0 | 0 | 0 | 0 | 0 | 0 |  | 1900-01-01 | 24 | [8 empty] | CICU |  |  |  | 0 | 0 | [12 empty] | admin | 2024-12-12 14:25 |  | TERUMO | TE311 | 99110054 | CARDIAC INTESIVE CARE UNIT |  |  | 1 | B | 1 |  | JEBSEN & JESSEN TECHNOLOGY SDN BHD | JEBSEN & JESSEN TECHNOLOGY SDN BHD |  | JAPAN |  | PRINCIP ENGINEERING |  |  | 0 | 0 | 0 | 0 |  |  |  |  | 2000-12-06 | KPJ Ipoh Specialist Hospital | 1 | bar: JUN
231 | H07B100231 | H07B100231 | 13215 | BEMS | B | - | ACT | C | H07 | BEMS | INFUSION PUMP | INFUSION PUMP | BA | CICU | L01 | ISH/BE/00245 | 0 |  | 0 | HOSPITAL | 3500 | 0 | 0 | 0 | 0 | 0 | 0 | 0 | 0 | 0 | 0 |  | 1900-01-01 | 24 | [8 empty] | CICU |  |  |  | 0 | 0 | [12 empty] | admin | 2024-12-12 14:25 |  | TERUMO | TE112 | 99100029 | CARDIAC INTESIVE CARE UNIT |  |  | 1 | B | 1 |  | JEBSEN & JESSEN TECHNOLOGY SDN BHD | JEBSEN & JESSEN TECHNOLOGY SDN BHD |  | JAPAN |  | PRINCIP ENGINEERING |  |  | 0 | 0 | 0 | 0 |  |  |  |  | 2000-12-06 | KPJ Ipoh Specialist Hospital | 1 | bar: JUN
232 | H07B100232 | H07B100232 | 13217 | BEMS | B | - | ACT | C | H07 | BEMS | SYRINGE PUMP | SYRINGE PUMP | BA | CICU | L01 | ISH/BE/00247 | 0 |  | 0 | HOSPITAL | 2950 | 0 | 0 | 0 | 0 | 0 | 0 | 0 | 0 | 0 | 0 |  | 1900-01-01 | 23 | [8 empty] | CICU |  |  |  | 0 | 0 | [12 empty] | admin | 2024-12-12 14:25 |  | TERUMO | TE311 | 01070035 | CARDIAC INTESIVE CARE UNIT |  |  | 1 | B | 1 |  | JEBSEN & JESSEN TECHNOLOGY SDN BHD | JEBSEN & JESSEN TECHNOLOGY SDN BHD |  | JAPAN |  | PRINCIP ENGINEERING |  |  | 0 | 0 | 0 | 0 |  |  |  |  | 2001-04-23 | KPJ Ipoh Specialist Hospital | 1 | bar: JUN
233 | H07B100233 | H07B100233 | 13215 | BEMS | B | - | ACT | C | H07 | BEMS | INFUSION PUMP | INFUSION PUMP | BA | CICU | L01 | ISH/BE/00248 | 0 |  | 0 | HOSPITAL | 3500 | 0 | 0 | 0 | 0 | 0 | 0 | 0 | 0 | 0 | 0 |  | 1900-01-01 | 24 | [8 empty] | CICU |  |  |  | 0 | 0 | [12 empty] | admin | 2024-12-12 14:25 |  | TERUMO | TE112 | 99100033 | CARDIAC INTESIVE CARE UNIT |  |  | 1 | B | 1 |  | JEBSEN & JESSEN TECHNOLOGY SDN BHD | JEBSEN & JESSEN TECHNOLOGY SDN BHD |  | JAPAN |  | PRINCIP ENGINEERING |  |  | 0 | 0 | 0 | 0 |  |  |  |  | 2000-12-06 | KPJ Ipoh Specialist Hospital | 1 | bar: JUN
234 | H07B100234 | H07B100234 | 13217 | BEMS | B | - | ACT | C | H07 | BEMS | SYRINGE PUMP | SYRINGE PUMP | BA | CICU | L01 | ISH/BE/00249 | 0 |  | 0 | HOSPITAL | 2950 | 0 | 0 | 0 | 0 | 0 | 0 | 0 | 0 | 0 | 0 |  | 1900-01-01 | 18 | [8 empty] | CICU |  |  |  | 0 | 0 | [12 empty] | admin | 2024-12-12 14:25 |  | TERUMO | TE331 | 06010113 | CARDIAC INTESIVE CARE UNIT |  |  | 1 | B | 1 |  | HOSPIMETRIX SDN BHD | HOSPIMETRIX SDN BHD |  | JAPAN |  | PRINCIP ENGINEERING |  |  | 0 | 0 | 0 | 0 |  |  |  |  | 2006-08-25 | KPJ Ipoh Specialist Hospital | 1 | bar: JUN
235 | H07B100235 | H07B100235 | 13217 | BEMS | B | - | ACT | C | H07 | BEMS | SYRINGE PUMP | SYRINGE PUMP | BA | CICU | L01 | ISH/BE/00250 | 0 |  | 0 | HOSPITAL | 2950 | 0 | 0 | 0 | 0 | 0 | 0 | 0 | 0 | 0 | 0 |  | 1900-01-01 | 18 | [8 empty] | CICU |  |  |  | 0 | 0 | [12 empty] | admin | 2024-12-12 14:25 |  | TERUMO | TE331 | 06010142 | CARDIAC INTESIVE CARE UNIT |  |  | 1 | B | 1 |  | HOSPIMETRIX SDN BHD | HOSPIMETRIX SDN BHD |  | JAPAN |  | PRINCIP ENGINEERING |  |  | 0 | 0 | 0 | 0 |  |  |  |  | 2006-08-25 | KPJ Ipoh Specialist Hospital | 1 | bar: JUN
236 | H07B100236 | H07B100236 | 13217 | BEMS | B | - | ACT | C | H07 | BEMS | SYRINGE PUMP | SYRINGE PUMP | BA | CICU | L01 | ISH/BE/00251 | 0 |  | 0 | HOSPITAL | 2950 | 0 | 0 | 0 | 0 | 0 | 0 | 0 | 0 | 0 | 0 |  | 1900-01-01 | 18 | [8 empty] | CICU |  |  |  | 0 | 0 | [12 empty] | admin | 2024-12-12 14:25 |  | TERUMO | TE331 | 06010148 | CARDIAC INTESIVE CARE UNIT |  |  | 1 | B | 1 |  | HOSPIMETRIX SDN BHD | HOSPIMETRIX SDN BHD |  | JAPAN |  | PRINCIP ENGINEERING |  |  | 0 | 0 | 0 | 0 |  |  |  |  | 2006-08-25 | KPJ Ipoh Specialist Hospital | 1 | bar: JUN
237 | H07B100237 | H07B100237 | 11407 | BEMS | B | - | ACT | C | H07 | BEMS | ELECTROCARDIOGRAPH | ELECTROCARDIOGRAPH | BA | CICU | L01 | ISH/BE/01172 | 0 |  | 0 | HOSPITAL | 16750 | 0 | 0 | 0 | 0 | 0 | 0 | 0 | 0 | 0 | 0 | 2016-06-01 | 1900-01-01 | 10 | [8 empty] | CICU |  |  |  | 0 | 0 | [12 empty] | admin | 2024-12-12 14:25 |  | NORAV MEDICAL | NECG 12C | NECG-M12804330006 | CARDIAC INTESIVE CARE UNIT |  |  | 1 | B | 1 |  | SUN MEDICAL SYSTEM SDN BHD | SUN MEDICAL SYSTEM SDN BHD |  | GERMANY |  | SUN MEDICAL SYSTEM SDN. BHD |  |  | 0 | 0 | 0 | 0 |  |  |  |  | 2014-06-20 | KPJ Ipoh Specialist Hospital | 2 | bar: APR; OCT
238 | H07B100238 | H07B100238 | 10414 | BEMS | B | - | ACT | C | H07 | BEMS | WARMING SYSTEM | WARMING SYSTEM | BA | CICU | L01 | ISH/BE/01587 | 0 |  | 0 | HOSPITAL | 8000 | 0 | 0 | 0 | 0 | 0 | 0 | 0 | 0 | 0 | 0 | 2020-02-01 | 1900-01-01 | 5 | [8 empty] | CICU |  |  |  | 0 | 0 | [12 empty] | admin | 2024-12-12 14:25 |  | CINCINNATI SUB ZERO | WARM AIR 135 | 174-13513303 | CARDIAC INTESIVE CARE UNIT |  |  | 1 | B | 1 |  | SUP100016 | INSAN BAKTI SDN BHD |  | USA |  | INSAN BAKTI SDN BHD |  |  | 0 | 0 | 0 | 0 |  |  |  |  | 2019-02-19 | KPJ Ipoh Specialist Hospital | 2 | bar: APR; OCT
239 | H07B100239 | H07B100239 | 10725 | BEMS | B | - | ACT | C | H07 | BEMS | INTRA AORTIC BALLON PUMP | INTRA AORTIC BALLON PUMP | BA | CICU | L01 | ISH/BE/01300 | 0 |  | 0 | HOSPITAL | 290000 | 0 | 0 | 0 | 0 | 0 | 0 | 0 | 0 | 0 | 0 | 2017-11-01 | 1900-01-01 | 9 | [8 empty] | CICU |  |  |  | 0 | 0 | [12 empty] | admin | 2024-12-12 14:25 |  | TELEFLEX ARROW | AUTO CAT 2 WAVE | 140807W | CARDIAC INTESIVE CARE UNIT |  |  | 1 | B | 1 |  | SUP100018 | IDS MEDICAL SYSTEM (M) SDN BHD | STOR123337(FA) | USA |  | IDS MEDICAL SYSTEM (M) SDN BHD |  |  | 0 | 0 | 0 | 0 |  |  |  |  | 2015-11-04 | KPJ Ipoh Specialist Hospital | 2 | bar: JAN; JUL
240 | H07B100240 | H07B100240 | 10447 | BEMS | B | - | ACT | C | H07 | BEMS | BLOOD WARMER | BLOOD WARMER | BA | CICU | L01 | ISH/BE/00256 | 0 |  | 0 | HOSPITAL | 1800 | 0 | 0 | 0 | 0 | 0 | 0 | 0 | 0 | 0 | 0 |  | 1900-01-01 | 24 | [8 empty] | CICU |  |  |  | 0 | 0 | [12 empty] | admin | 2024-12-12 14:25 |  | HOTLINE | HL-90 220V | 1998-01286 | CARDIAC INTESIVE CARE UNIT |  |  | 1 | B | 1 |  | ANTAH SRI RADIN SDN BHD | ANTAH SRI RADIN SDN BHD |  | USA |  | PRIMED MEDICAL SDN BHD |  |  | 0 | 0 | 0 | 0 |  |  |  |  | 2000-06-22 | KPJ Ipoh Specialist Hospital | 1 | bar: SEP
241 | H07B100241 | H07B100241 | 16516 | BEMS | B | - | ACT | C | H07 | BEMS | TEMPORARY EXTERNAL PACEMAKER | TEMPORARY EXTERNAL PACEMAKER | BA | CICU | L01 | ISH/BE/00261 | 0 |  | 0 | HOSPITAL | 20000 | 0 | 0 | 0 | 0 | 0 | 0 | 0 | 0 | 0 | 0 |  | 1900-01-01 | 31 | [8 empty] | CICU |  |  |  | 0 | 0 | [12 empty] | admin | 2024-12-12 14:25 |  | MEDTRONIC | 5375 | CE1010723P | CARDIAC INTESIVE CARE UNIT |  |  | 1 | B | 1 |  | MEDITAMA SDN.BHD | MEDITAMA SDN.BHD |  | USA |  | MED IMAG ENTERPRISE |  |  | 0 | 0 | 0 | 0 |  |  |  |  | 1993-11-08 | KPJ Ipoh Specialist Hospital | 1 | bar: JUL
242 | H07B100242 | H07B100242 | 16516 | BEMS | B | - | ACT | C | H07 | BEMS | TEMPORARY EXTERNAL PACEMAKER | TEMPORARY EXTERNAL PACEMAKER | BA | CICU | L01 | ISH/BE/01675 | 0 |  | 0 | HOSPITAL | 21500 | 0 | 0 | 0 | 0 | 0 | 0 | 0 | 0 | 0 | 0 | 2022-04-01 | 1900-01-01 | 3 | [8 empty] | CICU |  |  |  | 0 | 0 | [12 empty] | admin | 2024-12-12 14:25 |  | MEDTRONIC | 5392 | DJH03995P | CARDIAC INTESIVE CARE UNIT |  |  | 1 | B | 1 |  | MEDTRONIC MALAYSIA SDN BHD | MEDTRONIC MALAYSIA SDN BHD | STOR192472 | USA |  | MEDTRONIC MALAYSIA SDN BHD |  |  | 0 | 0 | 0 | 0 |  |  |  |  | 2021-04-21 | KPJ Ipoh Specialist Hospital | 1 | bar: JUL
243 | H07B100243 | H07B100243 | 10447 | BEMS | B | - | ACT | C | H07 | BEMS | BLOOD WARMER | BLOOD WARMER | BA | CICU | L01 | ISH/BE/01129 | 0 |  | 0 | HOSPITAL | 11300 | 0 | 0 | 0 | 0 | 0 | 0 | 0 | 0 | 0 | 0 | 2014-11-01 | 1900-01-01 | 11 | [8 empty] | CICU |  |  |  | 0 | 0 | [12 empty] | admin | 2024-12-12 14:25 |  | STIHLER | ASTOFLOW PLUS ECO | E00357 | CARDIAC INTESIVE CARE UNIT |  |  | 1 | B | 1 |  | GEMILANG ASIA TECHNOLOGY | GEMILANG ASIA TECHNOLOGY |  | GERMANY |  | GEMILANG ASIA TECHNOLOGY SDN BHD |  |  | 0 | 0 | 0 | 0 |  |  |  |  | 2013-11-28 | KPJ Ipoh Specialist Hospital | 2 | bar: APR; OCT
244 | H07B100244 | H07B100244 | 13215 | BEMS | B | - | ACT | C | H07 | BEMS | INFUSION PUMP | INFUSION PUMP | BA | CICU | L01 | ISH/BE/01816 | 0 |  | 0 | HOSPITAL | 4730 | 0 | 0 | 0 | 0 | 0 | 0 | 0 | 0 | 0 | 0 | 2025-02-05 | 1900-01-01 | 1 | [8 empty] | CICU |  |  |  | 0 | 0 | [12 empty] | admin | 2024-12-12 14:25 |  | TERUMO | TE*LM730A03 | 2008010059 | CARDIAC INTESIVE CARE UNIT |  |  | 1 | B | 1 |  | SUMMIT COMPANY (MALAYSIA) SDN BHD | SUMMIT COMPANY (MALAYSIA) SDN BHD | STOR 211730 | JAPAN |  | SUMMIT COMPANY (MALAYSIA) SDN BHD |  |  | 0 | 0 | 0 | 0 |  |  |  |  | 2023-03-05 | KPJ Ipoh Specialist Hospital | 2 | bar: JAN; JUL
245 | H07B100245 | H07B100245 | 13215 | BEMS | B | - | ACT | C | H07 | BEMS | INFUSION PUMP | INFUSION PUMP | BA | CICU | L01 | ISH/BE/01817 | 0 |  | 0 | HOSPITAL | 4730 | 0 | 0 | 0 | 0 | 0 | 0 | 0 | 0 | 0 | 0 | 2025-02-05 | 1900-01-01 | 1 | [8 empty] | CICU |  |  |  | 0 | 0 | [12 empty] | admin | 2024-12-12 14:25 |  | TERUMO | TE*LM730A03 | 2008010060 | CARDIAC INTESIVE CARE UNIT |  |  | 1 | B | 1 |  | SUMMIT COMPANY (MALAYSIA) SDN BHD | SUMMIT COMPANY (MALAYSIA) SDN BHD | STOR 211730 | JAPAN |  | SUMMIT COMPANY (MALAYSIA) SDN BHD |  |  | 0 | 0 | 0 | 0 |  |  |  |  | 2023-03-05 | KPJ Ipoh Specialist Hospital | 2 | bar: JAN; JUL
246 | H07B100246 | H07B100246 | 13215 | BEMS | B | - | ACT | C | H07 | BEMS | INFUSION PUMP | INFUSION PUMP | BA | CICU | L01 | ISH/BE/01818 | 0 |  | 0 | HOSPITAL | 4730 | 0 | 0 | 0 | 0 | 0 | 0 | 0 | 0 | 0 | 0 | 2025-02-05 | 1900-01-01 | 1 | [8 empty] | CICU |  |  |  | 0 | 0 | [12 empty] | admin | 2024-12-12 14:25 |  | TERUMO | TE*LM730A03 | 2008010061 | CARDIAC INTESIVE CARE UNIT |  |  | 1 | B | 1 |  | SUMMIT COMPANY (MALAYSIA) SDN BHD | SUMMIT COMPANY (MALAYSIA) SDN BHD | STOR 211730 | JAPAN |  | SUMMIT COMPANY (MALAYSIA) SDN BHD |  |  | 0 | 0 | 0 | 0 |  |  |  |  | 2023-03-05 | KPJ Ipoh Specialist Hospital | 2 | bar: JAN; JUL
247 | H07B100247 | H07B100247 | 13217 | BEMS | B | - | ACT | C | H07 | BEMS | SYRINGE PUMP | SYRINGE PUMP | BA | CICU | L01 | ISH/BE/01847 | 0 |  | 0 | HOSPITAL | 3680 | 0 | 0 | 0 | 0 | 0 | 0 | 0 | 0 | 0 | 0 | 2025-02-05 | 1900-01-01 | 1 | [8 empty] | CICU |  |  |  | 0 | 0 | [12 empty] | admin | 2024-12-12 14:25 |  | TERUMO | TE*SS730N02 | 2111012068 | CARDIAC INTESIVE CARE UNIT |  |  | 1 | B | 1 |  | SUMMIT COMPANY (MALAYSIA) SDN BHD | SUMMIT COMPANY (MALAYSIA) SDN BHD | STOR 211747 | JAPAN |  | SUMMIT COMPANY (MALAYSIA) SDN BHD |  |  | 0 | 0 | 0 | 0 |  |  |  |  | 2023-03-05 | KPJ Ipoh Specialist Hospital | 2 | bar: JAN; JUL
248 | H07B100248 | H07B100248 | 13217 | BEMS | B | - | ACT | C | H07 | BEMS | SYRINGE PUMP | SYRINGE PUMP | BA | CICU | L01 | ISH/BE/01849 | 0 |  | 0 | HOSPITAL | 3680 | 0 | 0 | 0 | 0 | 0 | 0 | 0 | 0 | 0 | 0 | 2025-02-05 | 1900-01-01 | 1 | [8 empty] | CICU |  |  |  | 0 | 0 | [12 empty] | admin | 2024-12-12 14:25 |  | TERUMO | TE*SS730N02 | 2111012070 | CARDIAC INTESIVE CARE UNIT |  |  | 1 | B | 1 |  | SUMMIT COMPANY (MALAYSIA) SDN BHD | SUMMIT COMPANY (MALAYSIA) SDN BHD | STOR 211747 | JAPAN |  | SUMMIT COMPANY (MALAYSIA) SDN BHD |  |  | 0 | 0 | 0 | 0 |  |  |  |  | 2023-03-05 | KPJ Ipoh Specialist Hospital | 2 | bar: JAN; JUL
249 | H07B100249 | H07B100249 | 13217 | BEMS | B | - | ACT | C | H07 | BEMS | SYRINGE PUMP | SYRINGE PUMP | BA | CICU | L01 | ISH/BE/01851 | 0 |  | 0 | HOSPITAL | 3680 | 0 | 0 | 0 | 0 | 0 | 0 | 0 | 0 | 0 | 0 | 2025-02-05 | 1900-01-01 | 1 | [8 empty] | CICU |  |  |  | 0 | 0 | [12 empty] | admin | 2024-12-12 14:25 |  | TERUMO | TE*SS730N02 | 2111012072 | CARDIAC INTESIVE CARE UNIT |  |  | 1 | B | 1 |  | SUMMIT COMPANY (MALAYSIA) SDN BHD | SUMMIT COMPANY (MALAYSIA) SDN BHD | STOR 211747 | JAPAN |  | SUMMIT COMPANY (MALAYSIA) SDN BHD |  |  | 0 | 0 | 0 | 0 |  |  |  |  | 2023-03-05 | KPJ Ipoh Specialist Hospital | 2 | bar: JAN; JUL
250 | H07B100250 | H07B100250 | 13217 | BEMS | B | - | ACT | C | H07 | BEMS | SYRINGE PUMP | SYRINGE PUMP | BA | CICU | L01 | ISH/BE/01853 | 0 |  | 0 | HOSPITAL | 3680 | 0 | 0 | 0 | 0 | 0 | 0 | 0 | 0 | 0 | 0 | 2025-02-05 | 1900-01-01 | 1 | [8 empty] | CICU |  |  |  | 0 | 0 | [12 empty] | admin | 2024-12-12 14:25 |  | TERUMO | TE*SS730N02 | 2111012074 | CARDIAC INTESIVE CARE UNIT |  |  | 1 | B | 1 |  | SUMMIT COMPANY (MALAYSIA) SDN BHD | SUMMIT COMPANY (MALAYSIA) SDN BHD | STOR 211747 | JAPAN |  | SUMMIT COMPANY (MALAYSIA) SDN BHD |  |  | 0 | 0 | 0 | 0 |  |  |  |  | 2023-03-05 | KPJ Ipoh Specialist Hospital | 2 | bar: JAN; JUL
251 | H07B100251 | H07B100251 | 13217 | BEMS | B | - | ACT | C | H07 | BEMS | SYRINGE PUMP | SYRINGE PUMP | BA | CICU | L01 | ISH/BE/01855 | 0 |  | 0 | HOSPITAL | 3680 | 0 | 0 | 0 | 0 | 0 | 0 | 0 | 0 | 0 | 0 | 2025-02-05 | 1900-01-01 | 1 | [8 empty] | CICU |  |  |  | 0 | 0 | [12 empty] | admin | 2024-12-12 14:25 |  | TERUMO | TE*SS730N02 | 2111012076 | CARDIAC INTESIVE CARE UNIT |  |  | 1 | B | 1 |  | SUMMIT COMPANY (MALAYSIA) SDN BHD | SUMMIT COMPANY (MALAYSIA) SDN BHD | STOR 211747 | JAPAN |  | SUMMIT COMPANY (MALAYSIA) SDN BHD |  |  | 0 | 0 | 0 | 0 |  |  |  |  | 2023-03-05 | KPJ Ipoh Specialist Hospital | 2 | bar: JAN; JUL
252 | H07B100252 | H07B100252 | 17116 | BEMS | B | - | ACT | C | H07 | BEMS | DEFIBRILLATOR | DEFIBRILLATOR | BA | CICU | L01 | ISH/BE/01894 | 0 |  | 0 | HOSPITAL | 25600 | 0 | 0 | 0 | 0 | 0 | 0 | 0 | 0 | 0 | 0 |  | 1900-01-01 | 1 | [8 empty] | CICU |  |  |  | 0 | 0 | [12 empty] | admin | 2024-12-12 14:25 |  | NIHON KOHDEN | TEC-5631 | 21227 | CARDIAC INTESIVE CARE UNIT |  |  | 1 | B | 1 |  | STAR MEDICAL SYSTEM (M) SDN BHD | STAR MEDICAL SYSTEM (M) SDN BHD | STOR212365 | JAPAN |  | STAR MEDICAL SYSTEM (M) SDN BHD |  |  | 0 | 0 | 0 | 0 |  |  |  |  | 2023-07-20 | KPJ Ipoh Specialist Hospital | 2 | bar: JAN; JUL
253 | H07B100253 | H07B100253 | 12647 | BEMS | B | - | ACT | C | H07 | BEMS | PATIENT MONITORING SYSTEM | PATIENT MONITORING SYSTEM | BA | OT | L01 | ISH/BE/00435 | 0 |  | 0 | HOSPITAL | 10500 | 0 | 0 | 0 | 0 | 0 | 0 | 0 | 0 | 0 | 0 |  | 1900-01-01 | 17 | [8 empty] | OT |  |  |  | 0 | 0 | [12 empty] | admin | 2024-12-12 14:25 |  | NIHON KOHDEN | OPV 1500K | O4725 | OPERATION THEATRE |  |  | 1 | B | 1 |  | LIFE TRONIC SDN.BHD | LIFE TRONIC SDN.BHD |  | JAPAN |  | PRINCIP ENGINEERING |  |  | 0 | 0 | 0 | 0 |  |  |  |  | 2007-06-23 | KPJ Ipoh Specialist Hospital | 2 | bar: FEB; AUG
254 | H07B100254 | H07B100254 | 12647 | BEMS | B | - | ACT | C | H07 | BEMS | PATIENT MONITORING SYSTEM | PATIENT MONITORING SYSTEM | BA | OT | L01 | ISH/BE/00436 | 0 |  | 0 | HOSPITAL | 10500 | 0 | 0 | 0 | 0 | 0 | 0 | 0 | 0 | 0 | 0 |  | 1900-01-01 | 17 | [8 empty] | OT |  |  |  | 0 | 0 | [12 empty] | admin | 2024-12-12 14:25 |  | NIHON KOHDEN | OPV 1500K | O5084 | OPERATION THEATRE |  |  | 1 | B | 1 |  | LIFE TRONIC SDN.BHD | LIFE TRONIC SDN.BHD |  | JAPAN |  | PRINCIP ENGINEERING |  |  | 0 | 0 | 0 | 0 |  |  |  |  | 2007-06-23 | KPJ Ipoh Specialist Hospital | 2 | bar: JAN; JUL
255 | H07B100255 | H07B100255 | 12647 | BEMS | B | - | ACT | C | H07 | BEMS | PATIENT MONITORING SYSTEM | PATIENT MONITORING SYSTEM | BA | OT | L01 | ISH/BE/00679 | 0 |  | 0 | HOSPITAL | 10500 | 0 | 0 | 0 | 0 | 0 | 0 | 0 | 0 | 0 | 0 | 2011-04-01 | 1900-01-01 | 15 | [8 empty] | OT |  |  |  | 0 | 0 | [12 empty] | admin | 2024-12-12 14:25 |  | NIHON KOHDEN | OPV-1500K | O8584 | OPERATION THEATRE |  |  | 1 | B | 1 |  | IPOH JAYA MEDIC ENTERPRISE | IPOH JAYA MEDIC ENTERPRISE |  | JAPAN |  | PRINCIP ENGINEERING |  |  | 0 | 0 | 0 | 0 |  |  |  |  | 2009-04-22 | KPJ Ipoh Specialist Hospital | 2 | bar: JAN; JUL
256 | H07B100256 | H07B100256 | 12647 | BEMS | B | - | ACT | C | H07 | BEMS | PATIENT MONITORING SYSTEM | PATIENT MONITORING SYSTEM | BA | OT | L01 | ISH/BE/00685 | 0 |  | 0 | HOSPITAL | 10500 | 0 | 0 | 0 | 0 | 0 | 0 | 0 | 0 | 0 | 0 | 2011-05-01 | 1900-01-01 | 15 | [8 empty] | OT |  |  |  | 0 | 0 | [12 empty] | admin | 2024-12-12 14:25 |  | NIHON KOHDEN | OPV-1500K | O8582 | OPERATION THEATRE |  |  | 1 | B | 1 |  | IPOH JAYA MEDIC ENTERPRISE | IPOH JAYA MEDIC ENTERPRISE |  | JAPAN |  | PRINCIP ENGINEERING |  |  | 0 | 0 | 0 | 0 |  |  |  |  | 2009-08-05 | KPJ Ipoh Specialist Hospital | 2 | bar: JAN; JUL
257 | H07B100257 | H07B100257 | 12647 | BEMS | B | - | ACT | C | H07 | BEMS | PATIENT MONITORING SYSTEM | PATIENT MONITORING SYSTEM | BA | OT | L01 | ISH/BE/00912 | 0 |  | 0 | HOSPITAL | 14800 | 0 | 0 | 0 | 0 | 0 | 0 | 0 | 0 | 0 | 0 | 2013-11-01 | 1900-01-01 | 14 | [8 empty] | OT |  |  |  | 0 | 0 | [12 empty] | admin | 2024-12-12 14:25 |  | NIHON KOHDEN | PVM-2701 | 103 | OPERATION THEATRE |  |  | 1 | B | 1 |  | IPOH JAYA MEDIC ENTERPRISE | IPOH JAYA MEDIC ENTERPRISE |  | JAPAN |  | PRINCIP ENGINEERING |  |  | 0 | 0 | 0 | 0 |  |  |  |  | 2010-04-11 | KPJ Ipoh Specialist Hospital | 2 | bar: JAN; JUL
258 | H07B100258 | H07B100258 | 12636 | BEMS | B | - | ACT | C | H07 | BEMS | VITAL SIGN MONITOR | VITAL SIGN MONITOR | BA | OT | L01 | ISH/BE/01053 | 0 |  | 0 | HOSPITAL | 7450 | 0 | 0 | 0 | 0 | 0 | 0 | 0 | 0 | 0 | 0 | 2013-05-20 | 1900-01-01 | 12 | [8 empty] | OT |  |  |  | 0 | 0 | [12 empty] | admin | 2024-12-12 14:25 |  | GE | V100 | SH611480621SA | OPERATION THEATRE |  |  | 1 | B | 1 |  | IPOH JAYA MEDIC ENTERPRISE | IPOH JAYA MEDIC ENTERPRISE | STOR95964 | GERMANY |  | PRINCIP ENGINEERING |  |  | 0 | 0 | 0 | 0 |  |  |  |  | 2012-05-15 | KPJ Ipoh Specialist Hospital | 2 | bar: MAR; SEP
259 | H07B100259 | H07B100259 | 12647 | BEMS | B | - | ACT | C | H07 | BEMS | PATIENT MONITORING SYSTEM | PATIENT MONITORING SYSTEM | BA | OT | L01 | ISH/BE/01272 | 0 |  | 0 | HOSPITAL | 12000 | 0 | 0 | 0 | 0 | 0 | 0 | 0 | 0 | 0 | 0 | 2016-06-01 | 1900-01-01 | 9 | [8 empty] | OT |  |  |  | 0 | 0 | [12 empty] | admin | 2024-12-12 14:25 |  | PHILIPS | 863063 SURESIGN VM4 | CN42790017 | OPERATION THEATRE |  |  | 1 | B | 1 |  | SUP100018 | IDS MEDICAL SYSTEM (M) SDN BHD | STOR 118061(FA) | GERMANY |  | PRINCIP ENGINEERING |  |  | 0 | 0 | 0 | 0 |  |  |  |  | 2015-06-22 | KPJ Ipoh Specialist Hospital | 2 | bar: JAN; JUL
260 | H07B100260 | H07B100260 | 12647 | BEMS | B | - | ACT | C | H07 | BEMS | PATIENT MONITORING SYSTEM | PATIENT MONITORING SYSTEM | BA | OT | L01 | ISH/BE/01273 | 0 |  | 0 | HOSPITAL | 12000 | 0 | 0 | 0 | 0 | 0 | 0 | 0 | 0 | 0 | 0 | 2016-06-01 | 1900-01-01 | 9 | [8 empty] | OT |  |  |  | 0 | 0 | [12 empty] | admin | 2024-12-12 14:25 |  | PHILIPS | 863063 SURESIGN VM4 | CN42788306 | OPERATION THEATRE |  |  | 1 | B | 1 |  | SUP100018 | IDS MEDICAL SYSTEM (M) SDN BHD | STOR 118061(FA) | GERMANY |  | PRINCIP ENGINEERING |  |  | 0 | 0 | 0 | 0 |  |  |  |  | 2015-06-22 | KPJ Ipoh Specialist Hospital | 2 | bar: JAN; JUL
261 | H07B100261 | H07B100261 | 12647 | BEMS | B | - | ACT | C | H07 | BEMS | PATIENT MONITORING SYSTEM | PATIENT MONITORING SYSTEM | BA | OT | L01 | ISH/BE/01274 | 0 |  | 0 | HOSPITAL | 12000 | 0 | 0 | 0 | 0 | 0 | 0 | 0 | 0 | 0 | 0 | 2016-06-01 | 1900-01-01 | 9 | [8 empty] | OT |  |  |  | 0 | 0 | [12 empty] | admin | 2024-12-12 14:25 |  | PHILIPS | 863063 SURESIGN VM4 | CN42788307 | OPERATION THEATRE |  |  | 1 | B | 1 |  | SUP100018 | IDS MEDICAL SYSTEM (M) SDN BHD | STOR 118061(FA) | GERMANY |  | PRINCIP ENGINEERING |  |  | 0 | 0 | 0 | 0 |  |  |  |  | 2015-06-22 | KPJ Ipoh Specialist Hospital | 2 | bar: JAN; JUL
262 | H07B100262 | H07B100262 | 10540 | BEMS | B | - | ACT | N | H07 | BEMS | WARMING CABINET | WARMING CABINET | BA | OT | L01 | ISH/BE/00439 | 0 |  | 0 | HOSPITAL | 28000 | 0 | 0 | 0 | 0 | 0 | 0 | 0 | 0 | 0 | 0 |  | 1900-01-01 | 21 | [8 empty] | OT |  |  |  | 0 | 0 | [12 empty] | admin | 2024-12-12 14:25 |  | MALMED | FM78A0083100CE | 100206161 | OPERATION THEATRE |  |  | 1 | B | 1 |  | ANTAH SRI RADIN SDN BHD | ANTAH SRI RADIN SDN BHD |  | UK |  | PRINCIP ENGINEERING |  |  | 0 | 0 | 0 | 0 |  |  |  |  | 2003-02-28 | KPJ Ipoh Specialist Hospital | 1 | bar: FEB
263 | H07B100263 | H07B100263 | 10414 | BEMS | B | - | ACT | N | H07 | BEMS | WARMING SYSTEM | WARMING SYSTEM | BA | OT | L01 | ISH/BE/00440 | 0 |  | 0 | HOSPITAL | 29800 | 0 | 0 | 0 | 0 | 0 | 0 | 0 | 0 | 0 | 0 |  | 1900-01-01 | 16 | [8 empty] | OT |  |  |  | 0 | 0 | [12 empty] | admin | 2024-12-12 14:25 |  | STIHLER | ASTOPAD DUO 120 | AE 12384 | OPERATION THEATRE |  |  | 1 | B | 1 |  | GEMILANG ASIA TECHNOLOGY | GEMILANG ASIA TECHNOLOGY |  | GERMANY |  | GEMILANG ASIA TECHNOLOGY |  |  | 0 | 0 | 0 | 0 |  |  |  |  | 2008-04-28 | KPJ Ipoh Specialist Hospital | 2 | bar: APR; OCT
264 | H07B100264 | H07B100264 | 10414 | BEMS | B | - | ACT | N | H07 | BEMS | WARMING SYSTEM | WARMING SYSTEM | BA | OT | L01 | ISH/BE/00441 | 0 |  | 0 | HOSPITAL | 29800 | 0 | 0 | 0 | 0 | 0 | 0 | 0 | 0 | 0 | 0 |  | 1900-01-01 | 16 | [8 empty] | OT |  |  |  | 0 | 0 | [12 empty] | admin | 2024-12-12 14:25 |  | STIHLER | ASTOPAD DUO 120 | AE 12386 | OPERATION THEATRE |  |  | 1 | B | 1 |  | GEMILANG ASIA TECHNOLOGY | GEMILANG ASIA TECHNOLOGY |  | GERMANY |  | GEMILANG ASIA TECHNOLOGY |  |  | 0 | 0 | 0 | 0 |  |  |  |  | 2008-04-28 | KPJ Ipoh Specialist Hospital | 2 | bar: APR; OCT
265 | H07B100265 | H07B100265 | 10414 | BEMS | B | - | ACT | N | H07 | BEMS | WARMING SYSTEM | WARMING SYSTEM | BA | OT | L01 | ISH/BE/00705 | 0 |  | 0 | HOSPITAL | 29800 | 0 | 0 | 0 | 0 | 0 | 0 | 0 | 0 | 0 | 0 | 2010-09-01 | 1900-01-01 | 15 | [8 empty] | OT |  |  |  | 0 | 0 | [12 empty] | admin | 2024-12-12 14:25 |  | STIHLER | ASTOPAD DUO 120 | AE 12803 | OPERATION THEATRE |  |  | 1 | B | 1 |  | GEMILANG ASIA TECHNOLOGY | GEMILANG ASIA TECHNOLOGY |  | GERMANY |  | GEMILANG ASIA TECHNOLOGY |  |  | 0 | 0 | 0 | 0 |  |  |  |  | 2009-09-25 | KPJ Ipoh Specialist Hospital | 2 | bar: APR; OCT
266 | H07B100266 | H07B100266 | 10414 | BEMS | B | - | ACT | N | H07 | BEMS | WARMING SYSTEM | WARMING SYSTEM | BA | OT | L01 | ISH/BE/00781 | 0 |  | 0 | HOSPITAL | 9300 | 0 | 0 | 0 | 0 | 0 | 0 | 0 | 0 | 0 | 0 | 2011-03-01 | 1900-01-01 | 14 | [8 empty] | OT |  |  |  | 0 | 0 | [12 empty] | admin | 2024-12-12 14:25 |  | CINCINNATI SUB ZERO | WARM AIR 135 | 094-1356276 | OPERATION THEATRE |  |  | 1 | B | 1 |  | SUP100016 | INSAN BAKTI SDN BHD |  | USA |  | PRINCIP ENGINEERING |  |  | 0 | 0 | 0 | 0 |  |  |  |  | 2010-03-17 | KPJ Ipoh Specialist Hospital | 2 | bar: JAN; JUL
267 | H07B100267 | H07B100267 | 10414 | BEMS | B | - | ACT | N | H07 | BEMS | WARMING SYSTEM | WARMING SYSTEM | BA | OT | L01 | ISH/BE/00782 | 0 |  | 0 | HOSPITAL | 9300 | 0 | 0 | 0 | 0 | 0 | 0 | 0 | 0 | 0 | 0 | 2011-03-01 | 1900-01-01 | 14 | [8 empty] | OT |  |  |  | 0 | 0 | [12 empty] | admin | 2024-12-12 14:25 |  | CINCINNATI SUB ZERO | WARM AIR 135 | 094-1356274 | OPERATION THEATRE |  |  | 1 | B | 1 |  | SUP100016 | INSAN BAKTI SDN BHD |  | USA |  | PRINCIP ENGINEERING |  |  | 0 | 0 | 0 | 0 |  |  |  |  | 2010-03-17 | KPJ Ipoh Specialist Hospital | 2 | bar: JAN; JUL
268 | H07B100268 | H07B100268 | 10414 | BEMS | B | - | ACT | N | H07 | BEMS | WARMING SYSTEM | WARMING SYSTEM | BA | OT | L01 | ISH/BE/01005 | 0 |  | 0 | HOSPITAL | 31000 | 0 | 0 | 0 | 0 | 0 | 0 | 0 | 0 | 0 | 0 | 2012-08-01 | 1900-01-01 | 13 | [8 empty] | OT |  |  |  | 0 | 0 | [12 empty] | admin | 2024-12-12 14:25 |  | STIHLER | ASTOPAD DUO 120 | AE 13334 | OPERATION THEATRE |  |  | 1 | B | 1 |  | GEMILANG ASIA TECHNOLOGY | GEMILANG ASIA TECHNOLOGY |  | GERMANY |  | GEMILANG ASIA TECHNOLOGY |  |  | 0 | 0 | 0 | 0 |  |  |  |  | 2011-08-16 | KPJ Ipoh Specialist Hospital | 2 | bar: APR; OCT
269 | H07B100269 | H07B100269 | 10414 | BEMS | B | - | ACT | N | H07 | BEMS | WARMING SYSTEM | WARMING SYSTEM | BA | OT | L01 | ISH/BE/01006 | 0 |  | 0 | HOSPITAL | 31000 | 0 | 0 | 0 | 0 | 0 | 0 | 0 | 0 | 0 | 0 | 2012-08-01 | 1900-01-01 | 13 | [8 empty] | OT |  |  |  | 0 | 0 | [12 empty] | admin | 2024-12-12 14:25 |  | STIHLER | ASTOPAD DUO 120 | AE 13682 | OPERATION THEATRE |  |  | 1 | B | 1 |  | GEMILANG ASIA TECHNOLOGY | GEMILANG ASIA TECHNOLOGY |  | GERMANY |  | GEMILANG ASIA TECHNOLOGY |  |  | 0 | 0 | 0 | 0 |  |  |  |  | 2011-08-16 | KPJ Ipoh Specialist Hospital | 2 | bar: APR; OCT
270 | H07B100270 | H07B100270 | 10414 | BEMS | B | - | ACT | N | H07 | BEMS | WARMING SYSTEM | WARMING SYSTEM | BA | OT | L01 | ISH/BE/01265 | 0 |  | 0 | HOSPITAL | 28000 | 0 | 0 | 0 | 0 | 0 | 0 | 0 | 0 | 0 | 0 | 2017-05-01 | 1900-01-01 | 9 | [8 empty] | OT |  |  |  | 0 | 0 | [12 empty] | admin | 2024-12-12 14:25 |  | STIHLER | ASTOPAD DUO 120 | AF 15149 | OPERATION THEATRE |  |  | 1 | B | 1 |  | GEMILANG ASIA TECHNOLOGY | GEMILANG ASIA TECHNOLOGY | STOR 119352 (FA) | GERMANY |  | GEMILANG ASIA TECHNOLOGY |  |  | 0 | 0 | 0 | 0 |  |  |  |  | 2015-05-14 | KPJ Ipoh Specialist Hospital | 2 | bar: APR; OCT
271 | H07B100271 | H07B100271 | 10414 | BEMS | B | - | ACT | N | H07 | BEMS | WARMING SYSTEM | WARMING SYSTEM | BA | OT | L01 | ISH/BE/01537 | 0 |  | 0 | HOSPITAL | 7000 | 0 | 0 | 0 | 0 | 0 | 0 | 0 | 0 | 0 | 0 | 2019-09-01 | 1900-01-01 | 7 | [8 empty] | OT |  |  |  | 0 | 0 | [12 empty] | admin | 2024-12-12 14:25 |  | 3M | 775 BAIR HUGGER | 89774 | OPERATION THEATRE |  |  | 1 | B | 1 |  | CALMED HEALTHCARE SDN BHD | CALMED HEALTHCARE SDN BHD | STOR 148428 (FA) | USA |  | PRINCIP ENGINEERING |  |  | 0 | 0 | 0 | 0 |  |  |  |  | 2017-09-13 | KPJ Ipoh Specialist Hospital | 1 | bar: JUN
272 | H07B100272 | H07B100272 | 10414 | BEMS | B | - | ACT | N | H07 | BEMS | WARMING SYSTEM | WARMING SYSTEM | BA | OT | L01 | ISH/BE/01538 | 0 |  | 0 | HOSPITAL | 7000 | 0 | 0 | 0 | 0 | 0 | 0 | 0 | 0 | 0 | 0 | 2019-09-01 | 1900-01-01 | 7 | [8 empty] | OT |  |  |  | 0 | 0 | [12 empty] | admin | 2024-12-12 14:25 |  | 3M | 775 BAIR HUGGER | 89775 | OPERATION THEATRE |  |  | 1 | B | 1 |  | CALMED HEALTHCARE SDN BHD | CALMED HEALTHCARE SDN BHD | STOR 148428 (FA) | USA |  | PRINCIP ENGINEERING |  |  | 0 | 0 | 0 | 0 |  |  |  |  | 2017-09-13 | KPJ Ipoh Specialist Hospital | 1 | bar: MAR
273 | H07B100273 | H07B100273 | 10414 | BEMS | B | - | ACT | N | H07 | BEMS | WARMING SYSTEM | WARMING SYSTEM | BA | OT | L01 | ISH/BE/01539 | 0 |  | 0 | HOSPITAL | 7000 | 0 | 0 | 0 | 0 | 0 | 0 | 0 | 0 | 0 | 0 | 2019-09-01 | 1900-01-01 | 7 | [8 empty] | OT |  |  |  | 0 | 0 | [12 empty] | admin | 2024-12-12 14:25 |  | 3M | 775 BAIR HUGGER | 89776 | OPERATION THEATRE |  |  | 1 | B | 1 |  | CALMED HEALTHCARE SDN BHD | CALMED HEALTHCARE SDN BHD | STOR 148428 (FA) | USA |  | PRINCIP ENGINEERING |  |  | 0 | 0 | 0 | 0 |  |  |  |  | 2017-09-13 | KPJ Ipoh Specialist Hospital | 1 | bar: APR
274 | H07B100274 | H07B100274 | 10414 | BEMS | B | - | ACT | N | H07 | BEMS | WARMING SYSTEM | WARMING SYSTEM | BA | OT | L01 | ISH/BE/01662 | 0 |  | 0 | HOSPITAL | 8500 | 0 | 0 | 0 | 0 | 0 | 0 | 0 | 0 | 0 | 0 | 2022-10-01 | 1900-01-01 | 3 | [8 empty] | OT |  |  |  | 0 | 0 | [12 empty] | admin | 2024-12-12 14:25 |  | CSZ | WARM AIR 135 | 213-13517424 | OPERATION THEATRE |  |  | 1 | B | 1 |  | SUP100016 | INSAN BAKTI SDN BHD | SROR 194841 | USA |  | PRINCIP ENGINEERING |  |  | 0 | 0 | 0 | 0 |  |  |  |  | 2021-07-10 | KPJ Ipoh Specialist Hospital | 1 | bar: APR
275 | H07B100275 | H07B100275 | 10540 | BEMS | B | - | ACT | N | H07 | BEMS | WARMING CABINET | WARMING CABINET | BA | OT | L01 | ISH/BE/01668 | 0 |  | 0 | HOSPITAL | 20000 | 0 | 0 | 0 | 0 | 0 | 0 | 0 | 0 | 0 | 0 | 2022-12-22 | 1900-01-01 | 2 | [8 empty] | OT |  |  |  | 0 | 0 | [12 empty] | admin | 2024-12-12 14:25 |  | SAHARA | B-300SS | 5511300/2112 | OPERATION THEATRE |  |  | 1 | B | 1 |  | SUP100004 | GEMILANG ASIA TECHNOLOGY SDN BHD |  | MALAYSIA |  | GEMILANG ASIA TECHNOLOGY SDN BHD |  |  | 0 | 0 | 0 | 0 |  |  |  |  | 2021-12-15 | KPJ Ipoh Specialist Hospital | 2 | bar: JUN; DEC
276 | H07B100276 | H07B100276 | 13217 | BEMS | B | - | ACT | C | H07 | BEMS | SYRINGE PUMP | SYRINGE PUMP | BA | OT | L01 | ISH/BE/00453 | 0 |  | 0 | HOSPITAL | 2950 | 0 | 0 | 0 | 0 | 0 | 0 | 0 | 0 | 0 | 0 |  | 1900-01-01 | 19 | [8 empty] | OT |  |  |  | 0 | 0 | [12 empty] | admin | 2024-12-12 14:25 |  | TERUMO | TE 332 | O3020004 | OPERATION THEATRE |  |  | 1 | B | 1 |  | JEBSEN & JESSEN TECHNOLOGY SDN BHD | JEBSEN & JESSEN TECHNOLOGY SDN BHD |  | JAPAN |  | PRINCIP ENGINEERING |  |  | 0 | 0 | 0 | 0 |  |  |  |  | 2005-02-22 | KPJ Ipoh Specialist Hospital | 1 | bar: JUN
277 | H07B100277 | H07B100277 | 13217 | BEMS | B | - | ACT | C | H07 | BEMS | SYRINGE PUMP | SYRINGE PUMP | BA | OT | L01 | ISH/BE/00454 | 0 |  | 0 | HOSPITAL | 2950 | 0 | 0 | 0 | 0 | 0 | 0 | 0 | 0 | 0 | 0 |  | 1900-01-01 | 19 | [8 empty] | OT |  |  |  | 0 | 0 | [12 empty] | admin | 2024-12-12 14:25 |  | TERUMO | TE 332 | O3020005 | OPERATION THEATRE |  |  | 1 | B | 1 |  | JEBSEN & JESSEN TECHNOLOGY SDN BHD | JEBSEN & JESSEN TECHNOLOGY SDN BHD |  | JAPAN |  | PRINCIP ENGINEERING |  |  | 0 | 0 | 0 | 0 |  |  |  |  | 2005-02-22 | KPJ Ipoh Specialist Hospital | 1 | bar: JUN
278 | H07B100278 | H07B100278 | 13217 | BEMS | B | - | ACT | C | H07 | BEMS | SYRINGE PUMP | SYRINGE PUMP | BA | OT | L01 | ISH/BE/01174 | 0 |  | 0 | HOSPITAL | 2700 | 0 | 0 | 0 | 0 | 0 | 0 | 0 | 0 | 0 | 0 | 2016-06-01 | 1900-01-01 | 10 | [8 empty] | OT |  |  |  | 0 | 0 | [12 empty] | admin | 2024-12-12 14:25 |  | FRESENIUS KABI | INJECTOMAT AGILIA | 2233965 | OPERATION THEATRE |  |  | 1 | B | 1 |  | MALAYSIAN HEALTHCARE SDN BHD | MALAYSIAN HEALTHCARE SDN BHD | STOR 114163(FA) | GERMANY |  | PRINCIP ENGINEERING |  |  | 0 | 0 | 0 | 0 |  |  |  |  | 2014-06-30 | KPJ Ipoh Specialist Hospital | 1 | bar: JUN
279 | H07B100279 | H07B100279 | 13217 | BEMS | B | - | ACT | C | H07 | BEMS | SYRINGE PUMP | SYRINGE PUMP | BA | OT | L01 | ISH/BE/01175 | 0 |  | 0 | HOSPITAL | 2700 | 0 | 0 | 0 | 0 | 0 | 0 | 0 | 0 | 0 | 0 | 2016-06-01 | 1900-01-01 | 10 | [8 empty] | OT |  |  |  | 0 | 0 | [12 empty] | admin | 2024-12-12 14:25 |  | FRESENIUS KABI | INJECTOMAT AGILIA | 2233910 | OPERATION THEATRE |  |  | 1 | B | 1 |  | MALAYSIAN HEALTHCARE SDN BHD | MALAYSIAN HEALTHCARE SDN BHD | STOR 114163(FA) | GERMANY |  | PRINCIP ENGINEERING |  |  | 0 | 0 | 0 | 0 |  |  |  |  | 2014-06-30 | KPJ Ipoh Specialist Hospital | 1 | bar: JUN
280 | H07B100280 | H07B100280 | 13931 | BEMS | B | - | ACT | C | H07 | BEMS | SYRINGE PUMP TCI | SYRINGE PUMP TCI | BA | OT | L01 | ISH/BE/01620 | 0 |  | 0 | HOSPITAL | 6000 | 0 | 0 | 0 | 0 | 0 | 0 | 0 | 0 | 0 | 0 | 2022-10-01 | 1900-01-01 | 4 | [8 empty] | OT |  |  |  | 0 | 0 | [12 empty] | admin | 2024-12-12 14:25 |  | B.BRAUN | PERFUSOR SPACE | 533895 | OPERATION THEATRE |  |  | 1 | B | 1 |  | B.BRAUN MEDICAL SUPPLIES SDN BHD | B.BRAUN MEDICAL SUPPLIES SDN BHD | STOR 186336 | GERMANY |  | B.BRAUN MEDICAL SUPPLIES SDN BHD |  |  | 0 | 0 | 0 | 0 |  |  |  |  | 2020-10-02 | KPJ Ipoh Specialist Hospital | 1 | bar: DEC
281 | H07B100281 | H07B100281 | 13931 | BEMS | B | - | ACT | C | H07 | BEMS | SYRINGE PUMP TCI | SYRINGE PUMP TCI | BA | OT | L01 | ISH/BE/01613 | 0 |  | 0 | HOSPITAL | 6000 | 0 | 0 | 0 | 0 | 0 | 0 | 0 | 0 | 0 | 0 | 2022-10-01 | 1900-01-01 | 4 | [8 empty] | OT |  |  |  | 0 | 0 | [12 empty] | admin | 2024-12-12 14:25 |  | B.BRAUN | PERFUSOR SPACE | 530038 | OPERATION THEATRE |  |  | 1 | B | 1 |  | B.BRAUN MEDICAL SUPPLIES SDN BHD | B.BRAUN MEDICAL SUPPLIES SDN BHD | STOR 186336 | GERMANY |  | B.BRAUN MEDICAL SUPPLIES SDN BHD |  |  | 0 | 0 | 0 | 0 |  |  |  |  | 2020-10-02 | KPJ Ipoh Specialist Hospital | 1 | bar: DEC
282 | H07B100282 | H07B100282 | 13931 | BEMS | B | - | ACT | C | H07 | BEMS | SYRINGE PUMP TCI | SYRINGE PUMP TCI | BA | OT | L01 | ISH/BE/01614 | 0 |  | 0 | HOSPITAL | 6000 | 0 | 0 | 0 | 0 | 0 | 0 | 0 | 0 | 0 | 0 | 2022-10-01 | 1900-01-01 | 4 | [8 empty] | OT |  |  |  | 0 | 0 | [12 empty] | admin | 2024-12-12 14:25 |  | B.BRAUN | PERFUSOR SPACE | 530110 | OPERATION THEATRE |  |  | 1 | B | 1 |  | B.BRAUN MEDICAL SUPPLIES SDN BHD | B.BRAUN MEDICAL SUPPLIES SDN BHD | STOR 186336 | GERMANY |  | B.BRAUN MEDICAL SUPPLIES SDN BHD |  |  | 0 | 0 | 0 | 0 |  |  |  |  | 2020-10-02 | KPJ Ipoh Specialist Hospital | 1 | bar: DEC
283 | H07B100283 | H07B100283 | 13931 | BEMS | B | - | ACT | C | H07 | BEMS | SYRINGE PUMP TCI | SYRINGE PUMP TCI | BA | OT | L01 | ISH/BE/01615 | 0 |  | 0 | HOSPITAL | 6000 | 0 | 0 | 0 | 0 | 0 | 0 | 0 | 0 | 0 | 0 | 2022-10-01 | 1900-01-01 | 4 | [8 empty] | OT |  |  |  | 0 | 0 | [12 empty] | admin | 2024-12-12 14:25 |  | B.BRAUN | PERFUSOR SPACE | 533877 | OPERATION THEATRE |  |  | 1 | B | 1 |  | B.BRAUN MEDICAL SUPPLIES SDN BHD | B.BRAUN MEDICAL SUPPLIES SDN BHD | STOR 186336 | GERMANY |  | B.BRAUN MEDICAL SUPPLIES SDN BHD |  |  | 0 | 0 | 0 | 0 |  |  |  |  | 2020-10-02 | KPJ Ipoh Specialist Hospital | 1 | bar: DEC
284 | H07B100284 | H07B100284 | 12647 | BEMS | B | - | ACT | C | H07 | BEMS | PATIENT MONITORING SYSTEM | PATIENT MONITORING SYSTEM | BA | OT | L01 | ISH/BE/00462 | 0 |  | 0 | HOSPITAL | 60000 | 0 | 0 | 0 | 0 | 0 | 0 | 0 | 0 | 0 | 0 |  | 1900-01-01 | 18 | [8 empty] | OT |  |  |  | 0 | 0 | [12 empty] | admin | 2024-12-12 14:25 |  | DATEX OHMEDA | S/5 | 6204060 | OPERATION THEATRE |  |  | 1 | B | 1 |  | SUP100016 | INSAN BAKTI SDN BHD |  | GERMANY |  | INSAN BAKTI SDN BHD |  |  | 0 | 0 | 0 | 0 |  |  |  |  | 2006-12-19 | KPJ Ipoh Specialist Hospital | 2 | bar: JUN; DEC
285 | H07B100285 | H07B100285 | 12647 | BEMS | B | - | ACT | C | H07 | BEMS | PATIENT MONITORING SYSTEM | PATIENT MONITORING SYSTEM | BA | OT | L01 | ISH/BE/00877 | 0 |  | 0 | HOSPITAL | 53000 | 0 | 0 | 0 | 0 | 0 | 0 | 0 | 0 | 0 | 0 | 2011-07-01 | 1900-01-01 | 14 | [8 empty] | OT |  |  |  | 0 | 0 | [12 empty] | admin | 2024-12-12 14:25 |  | DATEX OHMEDA | S/5 | 6638736 | OPERATION THEATRE |  |  | 1 | B | 1 |  | MEDITECH ADVANCE SDN BHD | MEDITECH ADVANCE SDN BHD |  | GERMANY |  | INSAN BAKTI SDN BHD |  |  | 0 | 0 | 0 | 0 |  |  |  |  | 2010-07-28 | KPJ Ipoh Specialist Hospital | 2 | bar: JUN; DEC
286 | H07B100286 | H07B100286 | 12647 | BEMS | B | - | ACT | C | H07 | BEMS | PATIENT MONITORING SYSTEM | PATIENT MONITORING SYSTEM | BA | OT | L01 | ISH/BE/01158 | 0 |  | 0 | HOSPITAL | 0 | 0 | 0 | 0 | 0 | 0 | 0 | 0 | 0 | 0 | 0 | 2016-03-01 | 1900-01-01 | 10 | [8 empty] | OT |  |  |  | 0 | 0 | [12 empty] | admin | 2024-12-12 14:25 |  | DATEX OHMEDA | CARESCAPE B650 | SEW14073494HA | OPERATION THEATRE |  |  | 1 | B | 1 |  | SUP100016 | INSAN BAKTI SDN BHD |  | GERMANY |  | INSAN BAKTI SDN BHD |  |  | 0 | 0 | 0 | 0 |  |  |  |  | 2014-04-07 | KPJ Ipoh Specialist Hospital | 2 | bar: JUN; DEC
287 | H07B100287 | H07B100287 | 12647 | BEMS | B | - | ACT | C | H07 | BEMS | PATIENT MONITORING SYSTEM | PATIENT MONITORING SYSTEM | BA | OT | L01 | ISH/BE/01257 | 0 |  | 0 | HOSPITAL | 0 | 0 | 0 | 0 | 0 | 0 | 0 | 0 | 0 | 0 | 0 | 2017-04-01 | 1900-01-01 | 9 | [8 empty] | OT |  |  |  | 0 | 0 | [12 empty] | admin | 2024-12-12 14:25 |  | GE DATEX OHMEDA | B650 | SEW14450184HA | OPERATION THEATRE |  |  | 1 | B | 1 |  | SUP100016 | INSAN BAKTI SDN BHD | STOR 122234 (FA) | GERMANY |  | INSAN BAKTI SDN BHD |  |  | 0 | 0 | 0 | 0 |  |  |  |  | 2015-04-23 | KPJ Ipoh Specialist Hospital | 2 | bar: JUN; DEC
288 | H07B100288 | H07B100288 | 12647 | BEMS | B | - | ACT | C | H07 | BEMS | PATIENT MONITORING SYSTEM | PATIENT MONITORING SYSTEM | BA | OT | L01 | ISH/BE/01504 | 0 |  | 0 | HOSPITAL | 79000 | 0 | 0 | 0 | 0 | 0 | 0 | 0 | 0 | 0 | 0 | 2018-12-01 | 1900-01-01 | 8 | [8 empty] | OT |  |  |  | 0 | 0 | [12 empty] | admin | 2024-12-12 14:25 |  | GE DATEX OHMEDA | B650 | SK415371084HA | OPERATION THEATRE |  |  | 1 | B | 1 |  | SUP100016 | INSAN BAKTI SDN BHD | STOR 138150 (FA) | GERMANY |  | INSAN BAKTI SDN BHD |  |  | 0 | 0 | 0 | 0 |  |  |  |  | 2016-12-29 | KPJ Ipoh Specialist Hospital | 2 | bar: JUN; DEC
289 | H07B100289 | H07B100289 | 12647 | BEMS | B | - | ACT | C | H07 | BEMS | PATIENT MONITORING SYSTEM | PATIENT MONITORING SYSTEM | BA | OT | L01 | ISH/BE/01602 | 0 |  | 0 | HOSPITAL | 0 | 0 | 0 | 0 | 0 | 0 | 0 | 0 | 0 | 0 | 0 | 2021-10-01 | 1900-01-01 | 5 | [8 empty] | OT |  |  |  | 0 | 0 | [12 empty] | admin | 2024-12-12 14:25 |  | GE | B651 | SCQ19350028HA | OPERATION THEATRE |  |  | 1 | B | 1 |  | SUP100016 | INSAN BAKTI SDN BHD | STOR174085 | GERMANY |  | INSAN BAKTI SDN BHD |  |  | 0 | 0 | 0 | 0 |  |  |  |  | 2019-01-10 | KPJ Ipoh Specialist Hospital | 2 | bar: JUN; DEC
290 | H07B100290 | H07B100290 | 10134 | BEMS | B | - | ACT | C | H07 | BEMS | ANEASTHESIA UNITS | ANEASTHESIA UNITS | BA | OT | L01 | ISH/BE/00474 | 0 |  | 0 | HOSPITAL | 120000 | 0 | 0 | 0 | 0 | 0 | 0 | 0 | 0 | 0 | 0 |  | 1900-01-01 | 23 | [8 empty] | OT |  |  |  | 0 | 0 | [12 empty] | admin | 2024-12-12 14:25 |  | DRAGER | (TITUS MRI) | ARRD 0011 | OPERATION THEATRE |  |  | 1 | B | 1 |  | DREAGER MEDICAL S.E.A PTE LTD | DREAGER MEDICAL S.E.A PTE LTD |  | GERMANY |  | DREAGER MEDICAL S.E.A PTE LTD |  |  | 0 | 0 | 0 | 0 |  |  |  |  | 2001-07-20 | KPJ Ipoh Specialist Hospital | 1 | bar: SEP
293 | H07B100293 | H07B100293 | 10134 | BEMS | B | - | ACT | C | H07 | BEMS | ANEASTHESIA UNITS | ANEASTHESIA UNITS | BA | OT | L01 | ISH/BE/01024 | 0 |  | 0 | HOSPITAL | 170000 | 0 | 0 | 0 | 0 | 0 | 0 | 0 | 0 | 0 | 0 | 2012-11-01 | 1900-01-01 | 13 | [8 empty] | OT |  |  |  | 0 | 0 | [12 empty] | admin | 2024-12-12 14:25 |  | GE DATEX OHMEDA | AISYS | ANAQ01366 | OPERATION THEATRE |  |  | 1 | B | 1 |  | SUP100016 | INSAN BAKTI SDN BHD |  | GERMANY |  | INSAN BAKTI SDN BHD |  |  | 0 | 0 | 0 | 0 |  |  |  |  | 2011-11-23 | KPJ Ipoh Specialist Hospital | 2 | bar: JUN; DEC
294 | H07B100294 | H07B100294 | 10134 | BEMS | B | - | ACT | C | H07 | BEMS | ANEASTHESIA UNITS | ANEASTHESIA UNITS | BA | OT | L01 | ISH/BE/01156 | 0 |  | 0 | HOSPITAL | 238000 | 0 | 0 | 0 | 0 | 0 | 0 | 0 | 0 | 0 | 0 | 2016-03-01 | 1900-01-01 | 10 | [8 empty] | OT |  |  |  | 0 | 0 | [12 empty] | admin | 2024-12-12 14:25 |  | GE DATEX OHMEDA | AVANCE CS2 | APKT00291 | OPERATION THEATRE |  |  | 1 | B | 1 |  | SUP100016 | INSAN BAKTI SDN BHD | STOR 109923 (FA) | GERMANY |  | INSAN BAKTI SDN BHD |  |  | 0 | 0 | 0 | 0 |  |  |  |  | 2014-04-14 | KPJ Ipoh Specialist Hospital | 2 | bar: JUN; DEC
295 | H07B100295 | H07B100295 | 10134 | BEMS | B | - | ACT | C | H07 | BEMS | ANEASTHESIA UNITS | ANEASTHESIA UNITS | BA | OT | L01 | ISH/BE/01256 | 0 |  | 0 | HOSPITAL | 254000 | 0 | 0 | 0 | 0 | 0 | 0 | 0 | 0 | 0 | 0 | 2017-04-01 | 1900-01-01 | 9 | [8 empty] | OT |  |  |  | 0 | 0 | [12 empty] | admin | 2024-12-12 14:25 |  | GE DATEX OHMEDA | AISYS CS2 | APWT02977 | OPERATION THEATRE |  |  | 1 | B | 1 |  | SUP100016 | INSAN BAKTI SDN BHD | STOR 122234 (FA) | GERMANY |  | INSAN BAKTI SDN BHD |  |  | 0 | 0 | 0 | 0 |  |  |  |  | 2015-04-23 | KPJ Ipoh Specialist Hospital | 2 | bar: JUN; DEC
296 | H07B100296 | H07B100296 | 10134 | BEMS | B | - | ACT | C | H07 | BEMS | ANEASTHESIA UNITS | ANEASTHESIA UNITS | BA | OT | L01 | ISH/BE/01601 | 0 |  | 0 | HOSPITAL | 263000 | 0 | 0 | 0 | 0 | 0 | 0 | 0 | 0 | 0 | 0 | 2021-10-01 | 1900-01-01 | 5 | [8 empty] | OT |  |  |  | 0 | 0 | [12 empty] | admin | 2024-12-12 14:25 |  | GE DATEX OHMEDA | AISYS CS2 | APWY01953 | OPERATION THEATRE |  |  | 1 | B | 1 |  | SUP100016 | INSAN BAKTI SDN BHD | STOR174085 | GERMANY |  | INSAN BAKTI SDN BHD |  |  | 0 | 0 | 0 | 0 |  |  |  |  | 2019-01-10 | KPJ Ipoh Specialist Hospital | 2 | bar: JUN; DEC
297 | H07B100297 | H07B100297 | 12647 | BEMS | B | - | ACT | C | H07 | BEMS | PATIENT MONITORING SYSTEM | PATIENT MONITORING SYSTEM | BA | OT | L01 | ISH/BE/00802 | 0 |  | 0 | HOSPITAL | 11800 | 0 | 0 | 0 | 0 | 0 | 0 | 0 | 0 | 0 | 0 | 2011-04-01 | 1900-01-01 | 14 | [8 empty] | OT |  |  |  | 0 | 0 | [12 empty] | admin | 2024-12-12 14:25 |  | EDAN | M8B | M8B2021035365LD | OPERATION THEATRE |  |  | 1 | B | 1 |  | MEDITECH ADVANCE SDN BHD | MEDITECH ADVANCE SDN BHD |  | CHINA |  | PRINCIP ENGINEERING |  |  | 0 | 0 | 0 | 0 |  |  |  |  | 2010-04-21 | KPJ Ipoh Specialist Hospital | 2 | bar: JAN; JUL
298 | H07B100298 | H07B100298 | 14074 | BEMS | B | - | ACT | C | H07 | BEMS | AUTOMATIC TOURNIQUET | AUTOMATIC TOURNIQUET | BA | OT | L01 | ISH/BE/00479 | 0 |  | 0 | HOSPITAL | 42000 | 0 | 0 | 0 | 0 | 0 | 0 | 0 | 0 | 0 | 0 | 2008-10-01 | 1900-01-01 | 17 | [8 empty] | OT |  |  |  | 0 | 0 | [12 empty] | admin | 2024-12-12 14:25 |  | ZIMMER | ATS 3000 | 3007EAEQ | OPERATION THEATRE |  |  | 1 | B | 1 |  | SERASI MEDIK SDN BHD | SERASI MEDIK SDN BHD |  | USA |  | PRINCIP ENGINEERING |  |  | 0 | 0 | 0 | 0 |  |  |  |  | 2007-03-10 | KPJ Ipoh Specialist Hospital | 1 | bar: JUL
299 | H07B100299 | H07B100299 | 14074 | BEMS | B | - | ACT | C | H07 | BEMS | AUTOMATIC TOURNIQUET | AUTOMATIC TOURNIQUET | BA | OT | L01 | ISH/BE/01051 | 0 |  | 0 | HOSPITAL | 38000 | 0 | 0 | 0 | 0 | 0 | 0 | 0 | 0 | 0 | 0 | 2013-04-01 | 1900-01-01 | 12 | [8 empty] | OT |  |  |  | 0 | 0 | [12 empty] | admin | 2024-12-12 14:25 |  | ZIMMER | ATS 3000 | 3012BAAJ | OPERATION THEATRE |  |  | 1 | B | 1 |  | ICON MEDIC SDN BHD | ICON MEDIC SDN BHD | STOR 94334 (FA) | USA |  | PRINCIP ENGINEERING |  |  | 0 | 0 | 0 | 0 |  |  |  |  | 2012-04-20 | KPJ Ipoh Specialist Hospital | 1 | bar: JUL
300 | H07B100300 | H07B100300 | 14074 | BEMS | B | - | ACT | C | H07 | BEMS | AUTOMATIC TOURNIQUET | AUTOMATIC TOURNIQUET | BA | OT | L01 | ISH/BE/01717 | 0 |  | 0 | HOSPITAL | 38707.5 | 0 | 0 | 0 | 0 | 0 | 0 | 0 | 0 | 0 | 0 | 2023-09-01 | 1900-01-01 | 10 | [8 empty] | OT |  |  |  | 0 | 0 | [12 empty] | admin | 2024-12-12 14:25 |  | VBM | TT20 | 00902 | OPERATION THEATRE |  |  | 1 | B | 1 |  | SURIA MEDIK SDN BHD | SURIA MEDIK SDN BHD | STOR204533 | GERMANY |  | SURIA MEDIK SDN BHD |  |  | 0 | 0 | 0 | 0 |  |  |  |  | 2022-09-02 | KPJ Ipoh Specialist Hospital | 1 | bar: SEP
301 | H07B100301 | H07B100301 | 14074 | BEMS | B | - | ACT | C | H07 | BEMS | AUTOMATIC TOURNIQUET | AUTOMATIC TOURNIQUET | BA | OT | L01 | ISH/BE/00726 | 0 |  | 0 | HOSPITAL | 18000 | 0 | 0 | 0 | 0 | 0 | 0 | 0 | 0 | 0 | 0 | 2010-12-01 | 1900-01-01 | 15 | [8 empty] | OT |  |  |  | 0 | 0 | [12 empty] | admin | 2024-12-12 14:25 |  | ZIMMER | AT S750 | 7509GAAH | OPERATION THEATRE |  |  | 1 | B | 1 |  | SERASI HEALTHCARE SDN BHD | SERASI HEALTHCARE SDN BHD |  | USA |  | PRINCIP ENGINEERING |  |  | 0 | 0 | 0 | 0 |  |  |  |  | 2009-04-12 | KPJ Ipoh Specialist Hospital | 2 | bar: FEB
302 | H07B100302 | H07B100302 | 11490 | BEMS | B | - | ACT | C | H07 | BEMS | ELECTROSURGICAL UNITS | ELECTROSURGICAL UNITS | BA | OT | L01 | ISH/BE/00480 | 0 |  | 0 | HOSPITAL | 45000 | 0 | 0 | 0 | 0 | 0 | 0 | 0 | 0 | 0 | 0 |  | 1900-01-01 | 28 | [8 empty] | OT |  |  |  | 0 | 0 | [12 empty] | admin | 2024-12-12 14:25 |  | VALLEYLAB | FORCE 300 | F6A235B | OPERATION THEATRE |  |  | 1 | B | 1 |  | ANTAH SRI RADIN SDN BHD | ANTAH SRI RADIN SDN BHD |  | USA |  | MED IMAG ENTERPRISE |  |  | 0 | 0 | 0 | 0 |  |  |  |  | 1996-05-21 | KPJ Ipoh Specialist Hospital | 2 | bar: MAR; SEP
303 | H07B100303 | H07B100303 | 11490 | BEMS | B | - | ACT | C | H07 | BEMS | ELECTROSURGICAL UNITS | ELECTROSURGICAL UNITS | BA | OT | L01 | ISH/BE/00485 | 0 |  | 0 | HOSPITAL | 45000 | 0 | 0 | 0 | 0 | 0 | 0 | 0 | 0 | 0 | 0 |  | 1900-01-01 | 33 | [8 empty] | OT |  |  |  | 0 | 0 | [12 empty] | admin | 2024-12-12 14:25 |  | TMI | E6-10 | 143 | OPERATION THEATRE |  |  | 1 | B | 1 |  | CHARLES WEMBLEY SDN BHD | CHARLES WEMBLEY SDN BHD |  | GERMANY |  | MED IMAG ENTERPRISE |  |  | 0 | 0 | 0 | 0 |  |  |  |  | 1991-01-01 | KPJ Ipoh Specialist Hospital | 1 | bar: JUL
304 | H07B100304 | H07B100304 | 11490 | BEMS | B | - | ACT | C | H07 | BEMS | ELECTROSURGICAL UNITS | ELECTROSURGICAL UNITS | BA | OT | L01 | ISH/BE/00486 | 0 |  | 0 | HOSPITAL | 45000 | 0 | 0 | 0 | 0 | 0 | 0 | 0 | 0 | 0 | 0 |  | 1900-01-01 | 22 | [8 empty] | OT |  |  |  | 0 | 0 | [12 empty] | admin | 2024-12-12 14:25 |  | VALLEYLAB | FORCE FX | FIG 18420A | OPERATION THEATRE |  |  | 1 | B | 1 |  | AVRO MEDICAL SDN.BHD | AVRO MEDICAL SDN.BHD |  | USA |  | MEDTRONIC MALAYSIA SDN BHD |  |  | 0 | 0 | 0 | 0 |  |  |  |  | 2002-05-14 | KPJ Ipoh Specialist Hospital | 2 | bar: JUN; DEC
305 | H07B100305 | H07B100305 | 11490 | BEMS | B | - | ACT | C | H07 | BEMS | ELECTROSURGICAL UNITS | ELECTROSURGICAL UNITS | BA | OT | L01 | ISH/BE/00487 | 0 |  | 0 | HOSPITAL | 45000 | 0 | 0 | 0 | 0 | 0 | 0 | 0 | 0 | 0 | 0 |  | 1900-01-01 | 22 | [8 empty] | OT |  |  |  | 0 | 0 | [12 empty] | admin | 2024-12-12 14:25 |  | VALLEYLAB | FORCE FX-8C | F4B30418A | OPERATION THEATRE |  |  | 1 | B | 1 |  | GOOD LABS MEDICAL SYSTEM | GOOD LABS MEDICAL SYSTEM |  | USA |  | MEDTRONIC MALAYSIA SDN BHD |  |  | 0 | 0 | 0 | 0 |  |  |  |  | 2002-05-14 | KPJ Ipoh Specialist Hospital | 2 | bar: JUN; DEC
306 | H07B100306 | H07B100306 | 11490 | BEMS | B | - | ACT | C | H07 | BEMS | ELECTROSURGICAL UNITS | ELECTROSURGICAL UNITS | BA | OT | L01 | ISH/BE/00488 | 0 |  | 0 | HOSPITAL | 45000 | 0 | 0 | 0 | 0 | 0 | 0 | 0 | 0 | 0 | 0 |  | 1900-01-01 | 17 | [8 empty] | OT |  |  |  | 0 | 0 | [12 empty] | admin | 2024-12-12 14:25 |  | CONMED | SYSTEM 5000 | 07GGPO59 | OPERATION THEATRE |  |  | 1 | B | 1 |  | SUP100018 | IDS MEDICAL SYSTEM (M) SDN BHD |  | GERMANY |  | AUTOMEDIC TRADING |  |  | 0 | 0 | 0 | 0 |  |  |  |  | 2007-12-14 | KPJ Ipoh Specialist Hospital | 2 | bar: MAY; NOV
307 | H07B100307 | H07B100307 | 11490 | BEMS | B | - | ACT | C | H07 | BEMS | ELECTROSURGICAL UNITS | ELECTROSURGICAL UNITS | BA | OT | L01 | ISH/BE/00489 | 0 |  | 0 | HOSPITAL | 45000 | 0 | 0 | 0 | 0 | 0 | 0 | 0 | 0 | 0 | 0 |  | 1900-01-01 | 16 | [8 empty] | OT |  |  |  | 0 | 0 | [12 empty] | admin | 2024-12-12 14:25 |  | ARTHROCARE | COBLATOR 11 | C8416 | OPERATION THEATRE |  |  | 1 | B | 1 |  | HUMEDICAL (M) SDN BHD | HUMEDICAL (M) SDN BHD |  | USA |  | HUMEDICAL (M) SDN BHD |  |  | 0 | 0 | 0 | 0 |  |  |  |  | 2008-07-21 | KPJ Ipoh Specialist Hospital | 1 | bar: APR
308 | H07B100308 | H07B100308 | 11490 | BEMS | B | - | ACT | C | H07 | BEMS | ELECTROSURGICAL UNITS | ELECTROSURGICAL UNITS | BA | OT | L01 | ISH/BE/00490 | 0 |  | 0 | HOSPITAL | 45000 | 0 | 0 | 0 | 0 | 0 | 0 | 0 | 0 | 0 | 0 |  | 1900-01-01 | 16 | [8 empty] | OT |  |  |  | 0 | 0 | [12 empty] | admin | 2024-12-12 14:25 |  | VALLEYLAB | FORCE FX-8C | F8F61566A | OPERATION THEATRE |  |  | 1 | B | 1 |  | TYCO HEALTHCARE MEDICAL SUPPLIES SDN BHD | TYCO HEALTHCARE MEDICAL SUPPLIES SDN BHD |  | USA |  | MEDTRONIC MALAYSIA SDN BHD |  |  | 0 | 0 | 0 | 0 |  |  |  |  | 2008-10-10 | KPJ Ipoh Specialist Hospital | 2 | bar: JUN; DEC
309 | H07B100309 | H07B100309 | 11490 | BEMS | B | - | ACT | C | H07 | BEMS | ELECTROSURGICAL UNITS | ELECTROSURGICAL UNITS | BA | OT | L01 | ISH/BE/00684 | 0 |  | 0 | HOSPITAL | 80260 | 0 | 0 | 0 | 0 | 0 | 0 | 0 | 0 | 0 | 0 | 2010-04-01 | 1900-01-01 | 15 | [8 empty] | OT |  |  |  | 0 | 0 | [12 empty] | admin | 2024-12-12 14:25 |  | GYRUS ACMI | 744000 | 822656 | OPERATION THEATRE |  |  | 1 | B | 1 |  | MALEX MEDICAL ASIA (M) SDN BHD | MALEX MEDICAL ASIA (M) SDN BHD |  | GERMANY |  | OLYMPUS (M) SDN BHD |  |  | 0 | 0 | 0 | 0 |  |  |  |  | 2009-04-27 | KPJ Ipoh Specialist Hospital | 1 | bar: NOV
311 | H07B100311 | H07B100311 | 11490 | BEMS | B | - | ACT | C | H07 | BEMS | ELECTROSURGICAL UNITS | ELECTROSURGICAL UNITS | BA | OT | L01 | ISH/BE/01118 | 0 |  | 0 | HOSPITAL | 66502.25 | 0 | 0 | 0 | 0 | 0 | 0 | 0 | 0 | 0 | 0 | 2015-09-01 | 1900-01-01 | 11 | [8 empty] | OT |  |  |  | 0 | 0 | [12 empty] | admin | 2024-12-12 14:25 |  | KARL STORZ | AUTOCON II 400 | VW04969 | OPERATION THEATRE |  |  | 1 | B | 1 |  | SUP100049 | UMMI SURGICAL SDN BHD | STOR 106898 | GERMANY |  | UMMI SURGICAL SDN BHD |  |  | 0 | 0 | 0 | 0 |  |  |  |  | 2013-09-17 | KPJ Ipoh Specialist Hospital | 2 | bar: MAR; SEP
312 | H07B100312 | H07B100312 | 11490 | BEMS | B | - | ACT | C | H07 | BEMS | ELECTROSURGICAL UNITS | ELECTROSURGICAL UNITS | BA | OT | L01 | ISH/BE/01216 | 0 |  | 0 | HOSPITAL | 39000 | 0 | 0 | 0 | 0 | 0 | 0 | 0 | 0 | 0 | 0 | 2017-01-01 | 1900-01-01 | 9 | [8 empty] | OT |  |  |  | 0 | 0 | [12 empty] | admin | 2024-12-12 14:25 |  | COVIDIEN LLC | TFORCEFX8CS | S4J15034AX | OPERATION THEATRE |  |  | 1 | B | 1 |  | COVIDEN SENDIRIAN BERHAD | COVIDEN SENDIRIAN BERHAD | STOR 119356(FA) | USA |  | MEDTRONIC MALAYSIA SDN BHD |  |  | 0 | 0 | 0 | 0 |  |  |  |  | 2015-01-21 | KPJ Ipoh Specialist Hospital | 2 | bar: JUN; DEC
313 | H07B100313 | H07B100313 | 11490 | BEMS | B | - | ACT | C | H07 | BEMS | ELECTROSURGICAL UNITS | ELECTROSURGICAL UNITS | BA | OT | L01 | ISH/BE/01275 | 0 |  | 0 | HOSPITAL | 65000 | 0 | 0 | 0 | 0 | 0 | 0 | 0 | 0 | 0 | 0 | 2016-06-01 | 1900-01-01 | 9 | [8 empty] | OT |  |  |  | 0 | 0 | [12 empty] | admin | 2024-12-12 14:25 |  | ERBE | VIO300D | 1137 3478 | OPERATION THEATRE |  |  | 1 | B | 1 |  | AVRO MEDICAL SDN.BHD | AVRO MEDICAL SDN.BHD | STOR 122236(FA) | GERMANY |  | MEDI-LIFE (M) SDN BHD |  |  | 0 | 0 | 0 | 0 |  |  |  |  | 2015-06-23 | KPJ Ipoh Specialist Hospital | 2 | bar: MAR; SEP
314 | H07B100314 | H07B100314 | 11490 | BEMS | B | - | ACT | C | H07 | BEMS | ELECTROSURGICAL UNITS | ELECTROSURGICAL UNITS | BA | OT | L01 | ISH/BE/01516 | 0 |  | 0 | HOSPITAL | 29500 | 0 | 0 | 0 | 0 | 0 | 0 | 0 | 0 | 0 | 0 | 2018-04-01 | 1900-01-01 | 7 | [8 empty] | OT |  |  |  | 0 | 0 | [12 empty] | admin | 2024-12-12 14:25 |  | ELLMANN | EMC220UKA | 9130008618 | OPERATION THEATRE |  |  | 1 | B | 1 |  | MED IMAG ENTERPRISE | MED IMAG ENTERPRISE | STOR 143047 | JAPAN |  | MED IMAG ENTERPRISE |  |  | 0 | 0 | 0 | 0 |  |  |  |  | 2017-04-27 | KPJ Ipoh Specialist Hospital | 2 | bar: JAN; JUL
315 | H07B100315 | H07B100315 | 11490 | BEMS | B | - | ACT | C | H07 | BEMS | ELECTROSURGICAL UNITS | ELECTROSURGICAL UNITS | BA | OT | L01 | ISH/BE/01589 | 0 |  | 0 | HOSPITAL | 40000 | 0 | 0 | 0 | 0 | 0 | 0 | 0 | 0 | 0 | 0 | 2021-03-01 | 1900-01-01 | 5 | [8 empty] | OT |  |  |  | 0 | 0 | [12 empty] | admin | 2024-12-12 14:25 |  | OLYMPUS | ESG 400 | WB91051WB004722 | OPERATION THEATRE |  |  | 1 | B | 1 |  | OLYMPUS (M) SDN BHD | OLYMPUS (M) SDN BHD | STOR 169056 | JAPAN |  | OLYMPUS (M) SDN BHD |  |  | 0 | 0 | 0 | 0 |  |  |  |  | 2019-03-21 | KPJ Ipoh Specialist Hospital | 1 | bar: FEB
316 | H07B100316 | H07B100316 | 11490 | BEMS | B | - | ACT | C | H07 | BEMS | ELECTROSURGICAL UNITS | ELECTROSURGICAL UNITS | BA | OT | L01 | ISH/BE/01590 | 0 |  | 0 | HOSPITAL | 84000 | 0 | 0 | 0 | 0 | 0 | 0 | 0 | 0 | 0 | 0 | 2021-04-01 | 1900-01-01 | 5 | [8 empty] | OT |  |  |  | 0 | 0 | [12 empty] | admin | 2024-12-12 14:25 |  | SUTTER | CURIS | BM17000604181550 | OPERATION THEATRE |  |  | 1 | B | 1 |  | EASMED SDN BHD | EASMED SDN BHD | STOR 166058 | GERMANY |  | EASMED SDN BHD |  |  | 0 | 0 | 0 | 0 |  |  |  |  | 2019-04-04 | KPJ Ipoh Specialist Hospital | 2 | bar: JUN; DEC
317 | H07B100317 | H07B100317 | 11490 | BEMS | B | - | ACT | C | H07 | BEMS | ELECTROSURGICAL UNITS | ELECTROSURGICAL UNITS | BA | OT | L01 | ISH/BE/01608 | 0 |  | 0 | HOSPITAL | 115620 | 0 | 0 | 0 | 0 | 0 | 0 | 0 | 0 | 0 | 0 | 2022-01-01 | 1900-01-01 | 4 | [8 empty] | OT |  |  |  | 0 | 0 | [12 empty] | admin | 2024-12-12 14:25 |  | OLYMPUS | SPL-SR | CG1318 | OPERATION THEATRE |  |  | 1 | B | 1 |  | OLYMPUS (M) SDN BHD | OLYMPUS (M) SDN BHD | STOR 178982 | GERMANY |  | OLYMPUS (M) SDN BHD |  |  | 0 | 0 | 0 | 0 |  |  |  |  | 2020-02-06 | KPJ Ipoh Specialist Hospital | 1 | bar: FEB
318 | H07B100318 | H07B100318 | 11490 | BEMS | B | - | ACT | C | H07 | BEMS | ELECTROSURGICAL UNITS | ELECTROSURGICAL UNITS | BA | OT | L01 | ISH/BE/00687 | 0 |  | 0 | HOSPITAL | 35000 | 0 | 0 | 0 | 0 | 0 | 0 | 0 | 0 | 0 | 0 | 2010-06-01 | 1900-01-01 | 15 | [8 empty] | OT |  |  |  | 0 | 0 | [12 empty] | admin | 2024-12-12 14:25 |  | VALLEYLAB | FORCE FX-8C | F8L62836A | OPERATION THEATRE |  |  | 1 | B | 1 |  | TYCO HEALTHCARE MEDICAL SUPPLIES SDN BHD | TYCO HEALTHCARE MEDICAL SUPPLIES SDN BHD |  | USA |  | MEDTRONIC MALAYSIA SDN BHD |  |  | 0 | 0 | 0 | 0 |  |  |  |  | 2009-02-06 | KPJ Ipoh Specialist Hospital | 2 | bar: JUN; DEC
319 | H07B100319 | H07B100319 | 12340 | BEMS | B | - | ACT | C | H07 | BEMS | LIGHT SOURCE | LIGHT SOURCE | BA | OT | L01 | ISH/BE/00501 | 0 |  | 0 | HOSPITAL | 0 | 0 | 0 | 0 | 0 | 0 | 0 | 0 | 0 | 0 | 0 |  | 1900-01-01 | 19 | [8 empty] | OT |  |  |  | 0 | 0 | [12 empty] | admin | 2024-12-12 14:25 |  | LUXTEX | LX 300 | 034405 | OPERATION THEATRE |  |  | 1 | B | 1 |  | HUMEDICAL (M) SDN BHD | HUMEDICAL (M) SDN BHD |  | USA |  | SCHMIDT BIOMEDTECH SDN BHD |  |  | 0 | 0 | 0 | 0 |  |  |  |  | 2005-09-22 | KPJ Ipoh Specialist Hospital | 1 | bar: JUN
320 | H07B100320 | H07B100320 | 12340 | BEMS | B | - | ACT | C | H07 | BEMS | LIGHT SOURCE | LIGHT SOURCE | BA | OT | L01 | ISH/BE/00901 | 0 |  | 0 | HOSPITAL | 39000 | 0 | 0 | 0 | 0 | 0 | 0 | 0 | 0 | 0 | 0 | 2011-10-01 | 1900-01-01 | 14 | [8 empty] | OT |  |  |  | 0 | 0 | [12 empty] | admin | 2024-12-12 14:25 |  | LUXTEX | MLX 300 | 54510 | OPERATION THEATRE |  |  | 1 | B | 1 |  | HUMEDICAL (M) SDN BHD | HUMEDICAL (M) SDN BHD |  | USA |  | SCHMIDT BIOMEDTECH SDN BHD |  |  | 0 | 0 | 0 | 0 |  |  |  |  | 2010-10-15 | KPJ Ipoh Specialist Hospital | 1 | bar: JUN
321 | H07B100321 | H07B100321 | 12340 | BEMS | B | - | ACT | C | H07 | BEMS | LIGHT SOURCE | LIGHT SOURCE | BA | OT | L01 | ISH/BE/01573 | 0 |  | 0 | HOSPITAL | 35100 | 0 | 0 | 0 | 0 | 0 | 0 | 0 | 0 | 0 | 0 | 2019-07-01 | 1900-01-01 | 6 | [8 empty] | OT |  |  |  | 0 | 0 | [12 empty] | admin | 2024-12-12 14:25 |  | SUNOPTICS | LED 4000 | 16112051 | OPERATION THEATRE |  |  | 1 | B | 1 |  | HUMEDICAL (M) SDN BHD | HUMEDICAL (M) SDN BHD |  | USA |  | HUMEDICAL (M) SDN BHD |  |  | 0 | 0 | 0 | 0 |  |  |  |  | 2018-07-06 | KPJ Ipoh Specialist Hospital | 1 | bar: APR
322 | H07B100322 | H07B100322 | 12282 | BEMS | B | - | ACT | C | H07 | BEMS | OPERATING LIGHT | OPERATING LIGHT | BA | OT | L01 | ISH/BE/01149 | 0 |  | 0 | HOSPITAL | 0 | 0 | 0 | 0 | 0 | 0 | 0 | 0 | 0 | 0 | 0 | 2016-01-01 | 1900-01-01 | 10 | [8 empty] | OT |  |  |  | 0 | 0 | [12 empty] | admin | 2024-12-12 14:25 |  | TRUMPF MEDIZIN | TRULIGHT 5510/5300 | 102026616 | OPERATION THEATRE |  |  | 1 | B | 1 |  | MAYCARE SDN BHD | MAYCARE SDN BHD | STOR104809 (FA) | GERMANY |  | PRINCIP ENGINEERING |  |  | 0 | 0 | 0 | 0 |  |  |  |  | 2014-01-16 | KPJ Ipoh Specialist Hospital | 1 | bar: DEC
323 | H07B100323 | H07B100323 | 12282 | BEMS | B | - | ACT | C | H07 | BEMS | OPERATING LIGHT | OPERATING LIGHT | BA | OT | L01 | ISH/BE/01146 | 0 |  | 0 | HOSPITAL | 0 | 0 | 0 | 0 | 0 | 0 | 0 | 0 | 0 | 0 | 0 | 2016-01-01 | 1900-01-01 | 10 | [8 empty] | OT |  |  |  | 0 | 0 | [12 empty] | admin | 2024-12-12 14:25 |  | TRUMPF MEDIZIN | TRULIGHT 5510/5300 | 102023662 | OPERATION THEATRE |  |  | 1 | B | 1 |  | MAYCARE SDN BHD | MAYCARE SDN BHD | STOR104809 (FA) | GERMANY |  | PRINCIP ENGINEERING |  |  | 0 | 0 | 0 | 0 |  |  |  |  | 2014-01-16 | KPJ Ipoh Specialist Hospital | 1 | bar: DEC
324 | H07B100324 | H07B100324 | 12282 | BEMS | B | - | ACT | C | H07 | BEMS | OPERATING LIGHT | OPERATING LIGHT | BA | OT | L01 | ISH/BE/01142 | 0 |  | 0 | HOSPITAL | 0 | 0 | 0 | 0 | 0 | 0 | 0 | 0 | 0 | 0 | 0 | 2016-01-01 | 1900-01-01 | 10 | [8 empty] | OT |  |  |  | 0 | 0 | [12 empty] | admin | 2024-12-12 14:25 |  | TRUMPF MEDIZIN | TRULIGHT 5510/5300 | 102019818 | OPERATION THEATRE |  |  | 1 | B | 1 |  | MAYCARE SDN BHD | MAYCARE SDN BHD | STOR104809 (FA) | GERMANY |  | PRINCIP ENGINEERING |  |  | 0 | 0 | 0 | 0 |  |  |  |  | 2014-01-16 | KPJ Ipoh Specialist Hospital | 1 | bar: DEC
325 | H07B100325 | H07B100325 | 12282 | BEMS | B | - | ACT | C | H07 | BEMS | OPERATING LIGHT | OPERATING LIGHT | BA | OT | L01 | ISH/BE/01152 | 0 |  | 0 | HOSPITAL | 0 | 0 | 0 | 0 | 0 | 0 | 0 | 0 | 0 | 0 | 0 | 2016-01-01 | 1900-01-01 | 10 | [8 empty] | OT |  |  |  | 0 | 0 | [12 empty] | admin | 2024-12-12 14:25 |  | TRUMPF MEDIZIN | TRULIGHT 5510/5300 | 102023661 | OPERATION THEATRE |  |  | 1 | B | 1 |  | MAYCARE SDN BHD | MAYCARE SDN BHD | STOR104809 (FA) | GERMANY |  | PRINCIP ENGINEERING |  |  | 0 | 0 | 0 | 0 |  |  |  |  | 2014-01-16 | KPJ Ipoh Specialist Hospital | 1 | bar: DEC
326 | H07B100326 | H07B100326 | 12282 | BEMS | B | - | ACT | C | H07 | BEMS | OPERATING LIGHT | OPERATING LIGHT | BA | OT | L01 | ISH/BE/01221 | 0 |  | 0 | HOSPITAL | 156400 | 0 | 0 | 0 | 0 | 0 | 0 | 0 | 0 | 0 | 0 | 2017-03-01 | 1900-01-01 | 9 | [8 empty] | OT |  |  |  | 0 | 0 | [12 empty] | admin | 2024-12-12 14:25 |  | TRUMPF MEDIZIN | ILED5 & iLED3 VP2000 | 102030130 & 102027258 | OPERATION THEATRE |  |  | 1 | B | 1 |  | MALAYSIA HEALTHCARE SDN BHD | MALAYSIA HEALTHCARE SDN BHD | STOR 104809 (FA) | GERMANY |  | PRINCIP ENGINEERING |  |  | 0 | 0 | 0 | 0 |  |  |  |  | 2015-03-04 | KPJ Ipoh Specialist Hospital | 1 | bar: DEC
327 | H07B100327 | H07B100327 | 12282 | BEMS | B | - | ACT | C | H07 | BEMS | OPERATING LIGHT | OPERATING LIGHT | BA | OT | L01 | ISH/BE/01225 | 0 |  | 0 | HOSPITAL | 156400 | 0 | 0 | 0 | 0 | 0 | 0 | 0 | 0 | 0 | 0 | 2017-03-01 | 1900-01-01 | 9 | [8 empty] | OT |  |  |  | 0 | 0 | [12 empty] | admin | 2024-12-12 14:25 |  | TRUMPF MEDIZIN | ILED5 & iLED3 VP2000 | 102027266 & 102030128 | OPERATION THEATRE |  |  | 1 | B | 1 |  | MALAYSIA HEALTHCARE SDN BHD | MALAYSIA HEALTHCARE SDN BHD | STOR 104809 (FA) | GERMANY |  | PRINCIP ENGINEERING |  |  | 0 | 0 | 0 | 0 |  |  |  |  | 2015-03-04 | KPJ Ipoh Specialist Hospital | 1 | bar: DEC
328 | H07B100328 | H07B100328 | - | BEMS | B | - | ACT | C | H07 | BEMS | AUTOCLAVE | AUTOCLAVE | BA | OT CSSD | L01 | ISH/BE/00503 | 0 |  | 0 | HOSPITAL | 300000 | 0 | 0 | 0 | 0 | 0 | 0 | 0 | 0 | 0 | 0 |  | 1900-01-01 | 25 | [8 empty] | OT CSSD |  |  |  | 0 | 0 | [12 empty] | admin | 2024-12-12 14:25 |  | STERRAD | 100S | 10100963219 |  |  |  | 1 | B | 1 |  | JOHNSON&JOHNSON (M) SDN BHD | JOHNSON&JOHNSON (M) SDN BHD |  | USA |  | RAPHA MEDICAL SDN BHD |  |  | 0 | 0 | 0 | 0 |  |  |  |  | 1999-01-01 | KPJ Ipoh Specialist Hospital | 2 | bar: JUN; DEC
329 | H07B100329 | H07B100329 | 10208 | BEMS | B | - | ACT | C | H07 | BEMS | ASPIRATORS | ASPIRATORS | BA | OT | L01 | ISH/BE/00953 | 0 |  | 0 | HOSPITAL | 13650 | 0 | 0 | 0 | 0 | 0 | 0 | 0 | 0 | 0 | 0 | 2012-03-01 | 1900-01-01 | 13 | [8 empty] | OT |  |  |  | 0 | 0 | [12 empty] | admin | 2024-12-12 14:25 |  | ESCHMANN | VP 45 | 1037 | OPERATION THEATRE |  |  | 1 | B | 1 |  | ANTAH SRI RADIN SDN BHD | ANTAH SRI RADIN SDN BHD |  | UK |  | PRINCIP ENGINEERING |  |  | 0 | 0 | 0 | 0 |  |  |  |  | 2011-03-16 | KPJ Ipoh Specialist Hospital | 1 | bar: FEB
330 | H07B100330 | H07B100330 | 12539 | BEMS | B | - | ACT | C | H07 | BEMS | MICROSCOPE | MICROSCOPE | BA | OT | L01 | ISH/BE/00512 | 0 |  | 0 | HOSPITAL | 200000 | 0 | 0 | 0 | 0 | 0 | 0 | 0 | 0 | 0 | 0 |  | 1900-01-01 | 20 | [8 empty] | OT |  |  |  | 0 | 0 | [12 empty] | admin | 2024-12-12 14:25 |  | CARL ZEISS | OPMI VARIO | 427797 | OPERATION THEATRE |  |  | 1 | B | 1 |  | SUP100007 | CARL ZEISS SDN BHD |  | GERMANY |  | BEMS ISH |  |  | 0 | 0 | 0 | 0 |  |  |  |  | 2004-12-22 | KPJ Ipoh Specialist Hospital | 1 | bar: AUG
331 | H07B100331 | H07B100331 | 12539 | BEMS | B | - | ACT | C | H07 | BEMS | MICROSCOPE | MICROSCOPE | BA | OT | L01 | ISH/BE/00513 | 0 |  | 0 | HOSPITAL | 120000 | 0 | 0 | 0 | 0 | 0 | 0 | 0 | 0 | 0 | 0 |  | 1900-01-01 | 16 | [8 empty] | OT |  |  |  | 0 | 0 | [12 empty] | admin | 2024-12-12 14:25 |  | KAPS | SOM 62 | 17627 | OPERATION THEATRE |  |  | 1 | B | 1 |  | WELCH ALLYN (M) SDN BHD | WELCH ALLYN (M) SDN BHD |  | GERMANY |  | BIOPRO SERVICES |  |  | 0 | 0 | 0 | 0 |  |  |  |  | 2008-07-24 | KPJ Ipoh Specialist Hospital | 1 | bar: APR
332 | H07B100332 | H07B100332 | 12537 | BEMS | B | - | ACT | C | H07 | BEMS | MICROSCOPE | MICROSCOPE | BA | OT | L01 | ISH/BE/01081 | 0 |  | 0 | HOSPITAL | 249900 | 0 | 0 | 0 | 0 | 0 | 0 | 0 | 0 | 0 | 0 | 2014-03-01 | 1900-01-01 | 11 | [8 empty] | OT |  |  |  | 0 | 0 | [12 empty] | admin | 2024-12-12 14:25 |  | CARL ZEISS | OPMI LUMERA | 6215121220 | OPERATION THEATRE |  |  | 1 | B | 1 |  | SUP100007 | CARL ZEISS SDN BHD | STOR 101773 | GERMANY |  | CARL ZEISS SDN BHD |  |  | 0 | 0 | 0 | 0 |  |  |  |  | 2013-08-03 | KPJ Ipoh Specialist Hospital | 2 | bar: FEB; AUG
333 | H07B100333 | H07B100333 | 12539 | BEMS | B | - | ACT | C | H07 | BEMS | MICROSCOPE | MICROSCOPE | BA | OT | L01 | ISH/BE/01570 | 0 |  | 0 | HOSPITAL | 900000 | 0 | 0 | 0 | 0 | 0 | 0 | 0 | 0 | 0 | 0 | 2020-05-01 | 1900-01-01 | 6 | [8 empty] | OT |  |  |  | 0 | 0 | [12 empty] | admin | 2024-12-12 14:25 |  | CARL ZEISS | OPMI PENTERO | 6637120711 | OPERATION THEATRE |  |  | 1 | B | 1 |  | SUP100007 | CARL ZEISS SDN BHD | STOR 156585 | GERMANY |  | CARL ZEISS SDN BHD |  |  | 0 | 0 | 0 | 0 |  |  |  |  | 2018-05-28 | KPJ Ipoh Specialist Hospital | 2 | bar: FEB; AUG
334 | H07B100334 | H07B100334 | 16228 | BEMS | B | - | ACT | C | H07 | BEMS | LITHOCLAST | LITHOCLAST | BA | OT | L01 | ISH/BE/00525 | 0 |  | 0 | HOSPITAL | 100000 | 0 | 0 | 0 | 0 | 0 | 0 | 0 | 0 | 0 | 0 |  | 1900-01-01 | 19 | [8 empty] | OT |  |  |  | 0 | 0 | [12 empty] | admin | 2024-12-12 14:25 |  | SWISS | EMS 1347 | 331472 | OPERATION THEATRE |  |  | 1 | B | 1 |  | BH ENTERPRISE SDN BHD | BH ENTERPRISE SDN BHD |  | USA |  | BH ENTERPRISE SDN BHD |  |  | 0 | 0 | 0 | 0 |  |  |  |  | 1905-06-17 | KPJ Ipoh Specialist Hospital | 1 | bar: APR
335 | H07B100335 | H07B100335 | 10208 | BEMS | B | - | ACT | C | H07 | BEMS | VACUMAT | VACUMAT | BA | OT | L01 | ISH/BE/00526 | 0 |  | 0 | HOSPITAL | 0 | 0 | 0 | 0 | 0 | 0 | 0 | 0 | 0 | 0 | 0 |  | 1900-01-01 | 19 | [8 empty] | OT |  |  |  | 0 | 0 | [12 empty] | admin | 2024-12-12 14:25 |  | SWISS | 100 | O1366 | OPERATION THEATRE |  |  | 1 | B | 1 |  | BH ENTERPRISE SDN BHD | BH ENTERPRISE SDN BHD |  | USA |  | BH ENTERPRISE SDN BHD |  |  | 0 | 0 | 0 | 0 |  |  |  |  | 1905-06-17 | KPJ Ipoh Specialist Hospital | 1 | bar: APR
336 | H07B100336 | H07B100336 | 10972 | BEMS | B | - | ACT | C | H07 | BEMS | AIR COMPRESSOR | AIR COMPRESSOR | BA | OT | L01 | ISH/BE/00527 | 0 |  | 0 | HOSPITAL | 0 | 0 | 0 | 0 | 0 | 0 | 0 | 0 | 0 | 0 | 0 |  | 1900-01-01 | 19 | [8 empty] | OT |  |  |  | 0 | 0 | [12 empty] | admin | 2024-12-12 14:25 |  | JUN AIR | 6-J-EMS | 342075 | OPERATION THEATRE |  |  | 1 | B | 1 |  | BH ENTERPRISE SDN BHD | BH ENTERPRISE SDN BHD |  | USA |  | BH ENTERPRISE SDN BHD |  |  | 0 | 0 | 0 | 0 |  |  |  |  | 1905-06-17 | KPJ Ipoh Specialist Hospital | 1 | bar: APR
338 | H07B100338 | H07B100338 | 12144 | BEMS | B | - | ACT | C | H07 | BEMS | HIGH FLOW INSUFFLATION UNIT | HIGH FLOW INSUFFLATION UNIT | BA | OT | L01 | ISH/BE/00535 | 0 |  | 0 | HOSPITAL | 30000 | 0 | 0 | 0 | 0 | 0 | 0 | 0 | 0 | 0 | 0 |  | 1900-01-01 | 16 | [8 empty] | OT |  |  |  | 0 | 0 | [12 empty] | admin | 2024-12-12 14:25 |  | OLYMPUS | UHI-3 | 7808574 | OPERATION THEATRE |  |  | 1 | B | 1 |  | ENDODYNAMICS (M) SDN.BHD | ENDODYNAMICS (M) SDN.BHD |  | JAPAN |  | OLYMPUS (M) SDN BHD |  |  | 0 | 0 | 0 | 0 |  |  |  |  | 2008-03-18 | KPJ Ipoh Specialist Hospital | 1 | bar: NOV
343 | H07B100343 | H07B100343 | 16228 | BEMS | B | - | ACT | C | H07 | BEMS | LITHOCLAST | LITHOCLAST | BA | OT | L01 | ISH/BE/01033 | 0 |  | 0 | HOSPITAL | 249600 | 0 | 0 | 0 | 0 | 0 | 0 | 0 | 0 | 0 | 0 | 2013-01-01 | 1900-01-01 | 12 | [8 empty] | OT |  |  |  | 0 | 0 | [12 empty] | admin | 2024-12-12 14:25 |  | EMS | SWISS LITHOCLAST MASTER | BC01764 | OPERATION THEATRE |  |  | 1 | B | 1 |  | BH ENTERPRISE SDN BHD | BH ENTERPRISE SDN BHD |  | SWITZERLAND |  | BH ENTERPRISE SDN BHD |  |  | 0 | 0 | 0 | 0 |  |  |  |  | 2012-01-16 | KPJ Ipoh Specialist Hospital | 1 | bar: APR
344 | H07B100344 | H07B100344 | 18037 | BEMS | B | - | ACT | C | H07 | BEMS | VIDEO PROCESSOR | VIDEO PROCESSOR | BA | OT | L01 | ISH/BE/01035 | 0 |  | 0 | HOSPITAL | 304630 | 0 | 0 | 0 | 0 | 0 | 0 | 0 | 0 | 0 | 0 | 2013-01-01 | 1900-01-01 | 12 | [8 empty] | OT |  |  |  | 0 | 0 | [12 empty] | admin | 2024-12-12 14:25 |  | OLYMPUS | CV-180 | 7103912 | OPERATION THEATRE |  |  | 1 | B | 1 |  | ENDODYNAMICS (M) SDN.BHD | ENDODYNAMICS (M) SDN.BHD |  | JAPAN |  | OLYMPUS (M) SDN BHD |  |  | 0 | 0 | 0 | 0 |  |  |  |  | 2012-01-16 | KPJ Ipoh Specialist Hospital | 1 | bar: NOV
345 | H07B100345 | H07B100345 | - | BEMS | B | - | ACT | C | H07 | BEMS | LIGHT SOURCE | LIGHT SOURCE | BA | OT | L01 | ISH/BE/01036 | 0 |  | 0 | HOSPITAL | 36000 | 0 | 0 | 0 | 0 | 0 | 0 | 0 | 0 | 0 | 0 | 2013-01-01 | 1900-01-01 | 12 | [8 empty] | OT |  |  |  | 0 | 0 | [12 empty] | admin | 2024-12-12 14:25 |  | OLYMPUS | CLV-180 | 7113035 | OPERATION THEATRE |  |  | 1 | B | 1 |  | ENDODYNAMICS (M) SDN.BHD | ENDODYNAMICS (M) SDN.BHD |  | JAPAN |  | OLYMPUS (M) SDN BHD |  |  | 0 | 0 | 0 | 0 |  |  |  |  | 2012-01-16 | KPJ Ipoh Specialist Hospital | 1 | bar: NOV
346 | H07B100346 | H07B100346 | 15966 | BEMS | B | - | ACT | C | H07 | BEMS | LCD MONITOR | LCD MONITOR | BA | OT | L01 | ISH/BE/01037 | 0 |  | 0 | HOSPITAL | 20000 | 0 | 0 | 0 | 0 | 0 | 0 | 0 | 0 | 0 | 0 | 2013-01-01 | 1900-01-01 | 12 | [8 empty] | OT |  |  |  | 0 | 0 | [12 empty] | admin | 2024-12-12 14:25 |  | OLYMPUS | OEV-261H | 7126727 | OPERATION THEATRE |  |  | 1 | B | 1 |  | ENDODYNAMICS (M) SDN.BHD | ENDODYNAMICS (M) SDN.BHD |  | JAPAN |  | OLYMPUS (M) SDN BHD |  |  | 0 | 0 | 0 | 0 |  |  |  |  | 2012-01-16 | KPJ Ipoh Specialist Hospital | 1 | bar: NOV
347 | H07B100347 | H07B100347 | 15966 | BEMS | B | - | ACT | C | H07 | BEMS | LCD MONITOR | LCD MONITOR | BA | OT | L01 | ISH/BE/01108 | 0 |  | 0 | HOSPITAL | 0 | 0 | 0 | 0 | 0 | 0 | 0 | 0 | 0 | 0 | 0 | 2013-07-01 | 1900-01-01 | 11 | [8 empty] | OT |  |  |  | 0 | 0 | [12 empty] | admin | 2024-12-12 14:25 |  | KARL STORZ | 9826NB | E31A10124 | OPERATION THEATRE |  |  | 1 | B | 1 |  | SUP100049 | UMMI SURGICAL SDN BHD | STOR 106830 | GERMANY |  | UMMI SURGICAL SDN BHD |  |  | 0 | 0 | 0 | 0 |  |  |  |  | 2013-07-18 | KPJ Ipoh Specialist Hospital | 1 | bar: APR
348 | H07B100348 | H07B100348 | - | BEMS | B | - | ACT | C | H07 | BEMS | LIGHT SOURCE | LIGHT SOURCE | BA | OT | L01 | ISH/BE/01109 | 0 |  | 0 | HOSPITAL | 0 | 0 | 0 | 0 | 0 | 0 | 0 | 0 | 0 | 0 | 0 | 2013-07-01 | 1900-01-01 | 11 | [8 empty] | OT |  |  |  | 0 | 0 | [12 empty] | admin | 2024-12-12 14:25 |  | KARL STORZ | 20134020 | RW0687875 | OPERATION THEATRE |  |  | 1 | B | 1 |  | SUP100049 | UMMI SURGICAL SDN BHD | STOR 106830 | GERMANY |  | UMMI SURGICAL SDN BHD |  |  | 0 | 0 | 0 | 0 |  |  |  |  | 2013-07-18 | KPJ Ipoh Specialist Hospital | 1 | bar: APR
349 | H07B100349 | H07B100349 | 18037 | BEMS | B | - | ACT | C | H07 | BEMS | VIDEO PROCESSOR | VIDEO PROCESSOR | BA | OT | L01 | ISH/BE/01110 | 0 |  | 0 | HOSPITAL | 240000 | 0 | 0 | 0 | 0 | 0 | 0 | 0 | 0 | 0 | 0 | 2013-07-01 | 1900-01-01 | 11 | [8 empty] | OT |  |  |  | 0 | 0 | [12 empty] | admin | 2024-12-12 14:25 |  | KARL STORZ | 22201020 | RW703842 | OPERATION THEATRE |  |  | 1 | B | 1 |  | SUP100049 | UMMI SURGICAL SDN BHD | STOR 106830 | GERMANY |  | UMMI SURGICAL SDN BHD |  |  | 0 | 0 | 0 | 0 |  |  |  |  | 2013-07-18 | KPJ Ipoh Specialist Hospital | 1 | bar: APR
350 | H07B100350 | H07B100350 | 12144 | BEMS | B | - | ACT | C | H07 | BEMS | CO2 INSUFFLATOR | CO2 INSUFFLATOR | BA | OT | L01 | ISH/BE/01111 | 0 |  | 0 | HOSPITAL | 0 | 0 | 0 | 0 | 0 | 0 | 0 | 0 | 0 | 0 | 0 | 2013-07-01 | 1900-01-01 | 11 | [8 empty] | OT |  |  |  | 0 | 0 | [12 empty] | admin | 2024-12-12 14:25 |  | KARL STORZ | 26430520 | RW29073-B | OPERATION THEATRE |  |  | 1 | B | 1 |  | SUP100049 | UMMI SURGICAL SDN BHD | STOR 106830 | GERMANY |  | UMMI SURGICAL SDN BHD |  |  | 0 | 0 | 0 | 0 |  |  |  |  | 2013-07-18 | KPJ Ipoh Specialist Hospital | 1 | bar: APR
351 | H07B100351 | H07B100351 | 18037 | BEMS | B | - | ACT | C | H07 | BEMS | IMAGE 1 CONNECT | IMAGE 1 CONNECT | BA | OT | L01 | ISH/BE/01231 | 0 |  | 0 | HOSPITAL | 200000 | 0 | 0 | 0 | 0 | 0 | 0 | 0 | 0 | 0 | 0 | 2017-03-01 | 1900-01-01 | 9 | [8 empty] | OT |  |  |  | 0 | 0 | [12 empty] | admin | 2024-12-12 14:25 |  | KARL STORZ | TC 200 EN | YV723890-P | OPERATION THEATRE |  |  | 1 | B | 1 |  | SUP100049 | UMMI SURGICAL SDN BHD | STOR 117835(FA) | GERMANY |  | UMMI SURGICAL SDN BHD |  |  | 0 | 0 | 0 | 0 |  |  |  |  | 2015-03-04 | KPJ Ipoh Specialist Hospital | 2 | bar: MAR; SEP
352 | H07B100352 | H07B100352 | 18037 | BEMS | B | - | ACT | C | H07 | BEMS | IMAGE H3-LINK | IMAGE H3-LINK | BA | OT | L01 | ISH/BE/01232 | 0 |  | 0 | HOSPITAL | 0 | 0 | 0 | 0 | 0 | 0 | 0 | 0 | 0 | 0 | 0 | 2017-03-01 | 1900-01-01 | 9 | [8 empty] | OT |  |  |  | 0 | 0 | [12 empty] | admin | 2024-12-12 14:25 |  | KARL STORZ | TC 300 | YV723916-P | OPERATION THEATRE |  |  | 1 | B | 1 |  | SUP100049 | UMMI SURGICAL SDN BHD | STOR 117835(FA) | GERMANY |  | UMMI SURGICAL SDN BHD |  |  | 0 | 0 | 0 | 0 |  |  |  |  | 2015-03-04 | KPJ Ipoh Specialist Hospital | 2 | bar: MAR; SEP
353 | H07B100353 | H07B100353 | 12340 | BEMS | B | - | ACT | C | H07 | BEMS | KARL STORZ COLD | KARL STORZ COLD | BA | OT | L01 | ISH/BE/01233 | 0 |  | 0 | HOSPITAL | 0 | 0 | 0 | 0 | 0 | 0 | 0 | 0 | 0 | 0 | 0 | 2017-03-01 | 1900-01-01 | 9 | [8 empty] | OT |  |  |  | 0 | 0 | [12 empty] | admin | 2024-12-12 14:25 |  | KARL STORZ | 20134001 | RV0695507 | OPERATION THEATRE |  |  | 1 | B | 1 |  | SUP100049 | UMMI SURGICAL SDN BHD | STOR 117835(FA) | GERMANY |  | UMMI SURGICAL SDN BHD |  |  | 0 | 0 | 0 | 0 |  |  |  |  | 2015-03-04 | KPJ Ipoh Specialist Hospital | 2 | bar: MAR; SEP
354 | H07B100354 | H07B100354 | - | BEMS | B | - | ACT | C | H07 | BEMS | ELECTRONIC ENDOFLATOR SET | ELECTRONIC ENDOFLATOR SET | BA | OT | L01 | ISH/BE/01234 | 0 |  | 0 | HOSPITAL | 0 | 0 | 0 | 0 | 0 | 0 | 0 | 0 | 0 | 0 | 0 | 2017-03-01 | 1900-01-01 | 9 | [8 empty] | OT |  |  |  | 0 | 0 | [12 empty] | admin | 2024-12-12 14:25 |  | KARL STORZ | 26430508-1 | YV32179 | OPERATION THEATRE |  |  | 1 | B | 1 |  | SUP100049 | UMMI SURGICAL SDN BHD | STOR 117835(FA) | GERMANY |  | UMMI SURGICAL SDN BHD |  |  | 0 | 0 | 0 | 0 |  |  |  |  | 2015-03-04 | KPJ Ipoh Specialist Hospital | 2 | bar: MAR; SEP
355 | H07B100355 | H07B100355 | 15969 | BEMS | B | - | ACT | C | H07 | BEMS | MONITOR | MONITOR | BA | OT | L01 | ISH/BE/01235 | 0 |  | 0 | HOSPITAL | 0 | 0 | 0 | 0 | 0 | 0 | 0 | 0 | 0 | 0 | 0 | 2017-03-01 | 1900-01-01 | 9 | [8 empty] | OT |  |  |  | 0 | 0 | [12 empty] | admin | 2024-12-12 14:25 |  | KARL STORZ | 9826 NB | H4ID10287 | OPERATION THEATRE |  |  | 1 | B | 1 |  | SUP100049 | UMMI SURGICAL SDN BHD | STOR 117835(FA) | GERMANY |  | UMMI SURGICAL SDN BHD |  |  | 0 | 0 | 0 | 0 |  |  |  |  | 2015-03-04 | KPJ Ipoh Specialist Hospital | 2 | bar: MAR; SEP
356 | H07B100356 | H07B100356 | 18037 | BEMS | B | - | ACT | C | H07 | BEMS | IMAGE 1 H3-Z FI SPIES | IMAGE 1 H3-Z FI SPIES | BA | OT | L01 | ISH/BE/01236 | 0 |  | 0 | HOSPITAL | 0 | 0 | 0 | 0 | 0 | 0 | 0 | 0 | 0 | 0 | 0 | 2017-03-01 | 1900-01-01 | 9 | [8 empty] | OT |  |  |  | 0 | 0 | [12 empty] | admin | 2024-12-12 14:25 |  | KARL STORZ | TH 102 | ZV844042-H | OPERATION THEATRE |  |  | 1 | B | 1 |  | SUP100049 | UMMI SURGICAL SDN BHD | STOR 117835(FA) | GERMANY |  | UMMI SURGICAL SDN BHD |  |  | 0 | 0 | 0 | 0 |  |  |  |  | 2015-03-04 | KPJ Ipoh Specialist Hospital | 2 | bar: MAR; SEP
357 | H07B100357 | H07B100357 | 18037 | BEMS | B | - | ACT | C | H07 | BEMS | IMAGE 1 H3-Z FI SPIES | IMAGE 1 H3-Z FI SPIES | BA | OT | L01 | ISH/BE/01237 | 0 |  | 0 | HOSPITAL | 0 | 0 | 0 | 0 | 0 | 0 | 0 | 0 | 0 | 0 | 0 | 2017-03-01 | 1900-01-01 | 9 | [8 empty] | OT |  |  |  | 0 | 0 | [12 empty] | admin | 2024-12-12 14:25 |  | KARL STORZ | TH 102 | ZV844041-H | OPERATION THEATRE |  |  | 1 | B | 1 |  | SUP100049 | UMMI SURGICAL SDN BHD | STOR 117835(FA) | GERMANY |  | UMMI SURGICAL SDN BHD |  |  | 0 | 0 | 0 | 0 |  |  |  |  | 2015-03-04 | KPJ Ipoh Specialist Hospital | 1 | bar: MAR
358 | H07B100358 | H07B100358 | 15969 | BEMS | B | - | ACT | C | H07 | BEMS | MONITOR | MONITOR | BA | OT | L01 | ISH/BE/01238 | 0 |  | 0 | HOSPITAL | 0 | 0 | 0 | 0 | 0 | 0 | 0 | 0 | 0 | 0 | 0 | 2017-03-01 | 1900-01-01 | 9 | [8 empty] | OT |  |  |  | 0 | 0 | [12 empty] | admin | 2024-12-12 14:25 |  | KARL STORZ | 9826 NB | H4ID10288 | OPERATION THEATRE |  |  | 1 | B | 1 |  | SUP100049 | UMMI SURGICAL SDN BHD | STOR 117835(FA) | GERMANY |  | UMMI SURGICAL SDN BHD |  |  | 0 | 0 | 0 | 0 |  |  |  |  | 2015-03-04 | KPJ Ipoh Specialist Hospital | 1 | bar: MAR
359 | H07B100359 | H07B100359 | 12340 | BEMS | B | - | ACT | C | H07 | BEMS | KARL STORZ COLD | KARL STORZ COLD | BA | OT | L01 | ISH/BE/01239 | 0 |  | 0 | HOSPITAL | 0 | 0 | 0 | 0 | 0 | 0 | 0 | 0 | 0 | 0 | 0 | 2017-03-01 | 1900-01-01 | 9 | [8 empty] | OT |  |  |  | 0 | 0 | [12 empty] | admin | 2024-12-12 14:25 |  | KARL STORZ | 20134001 | RV0695318 | OPERATION THEATRE |  |  | 1 | B | 1 |  | SUP100049 | UMMI SURGICAL SDN BHD | STOR 117835(FA) | GERMANY |  | UMMI SURGICAL SDN BHD |  |  | 0 | 0 | 0 | 0 |  |  |  |  | 2015-03-04 | KPJ Ipoh Specialist Hospital | 1 | bar: MAR
360 | H07B100360 | H07B100360 | - | BEMS | B | - | ACT | C | H07 | BEMS | ELECTRONIC ENDOFLATOR SET | ELECTRONIC ENDOFLATOR SET | BA | OT | L01 | ISH/BE/01240 | 0 |  | 0 | HOSPITAL | 0 | 0 | 0 | 0 | 0 | 0 | 0 | 0 | 0 | 0 | 0 | 2017-03-01 | 1900-01-01 | 9 | [8 empty] | OT |  |  |  | 0 | 0 | [12 empty] | admin | 2024-12-12 14:25 |  | KARL STORZ | 26430508-1 | YV32177 | OPERATION THEATRE |  |  | 1 | B | 1 |  | SUP100049 | UMMI SURGICAL SDN BHD | STOR 117835(FA) | GERMANY |  | UMMI SURGICAL SDN BHD |  |  | 0 | 0 | 0 | 0 |  |  |  |  | 2015-03-04 | KPJ Ipoh Specialist Hospital | 1 | bar: MAR
361 | H07B100361 | H07B100361 | 18037 | BEMS | B | - | ACT | C | H07 | BEMS | IMAGE 1 CONNECT | IMAGE 1 CONNECT | BA | OT | L01 | ISH/BE/01241 | 0 |  | 0 | HOSPITAL | 200000 | 0 | 0 | 0 | 0 | 0 | 0 | 0 | 0 | 0 | 0 | 2017-03-01 | 1900-01-01 | 9 | [8 empty] | OT |  |  |  | 0 | 0 | [12 empty] | admin | 2024-12-12 14:25 |  | KARL STORZ | YC 200 EN | PV715511-P | OPERATION THEATRE |  |  | 1 | B | 1 |  | SUP100049 | UMMI SURGICAL SDN BHD | STOR 117835(FA) | GERMANY |  | UMMI SURGICAL SDN BHD |  |  | 0 | 0 | 0 | 0 |  |  |  |  | 2015-03-04 | KPJ Ipoh Specialist Hospital | 1 | bar: MAR
362 | H07B100362 | H07B100362 | 18037 | BEMS | B | - | ACT | C | H07 | BEMS | IMAGE H3-LINK | IMAGE H3-LINK | BA | OT | L01 | ISH/BE/01242 | 0 |  | 0 | HOSPITAL | 0 | 0 | 0 | 0 | 0 | 0 | 0 | 0 | 0 | 0 | 0 | 2017-03-01 | 1900-01-01 | 9 | [8 empty] | OT |  |  |  | 0 | 0 | [12 empty] | admin | 2024-12-12 14:25 |  | KARL STORZ | TC 300 | RV715844-P | OPERATION THEATRE |  |  | 1 | B | 1 |  | SUP100049 | UMMI SURGICAL SDN BHD | STOR 117835(FA) | GERMANY |  | UMMI SURGICAL SDN BHD |  |  | 0 | 0 | 0 | 0 |  |  |  |  | 2015-03-04 | KPJ Ipoh Specialist Hospital | 1 | bar: MAR
363 | H07B100363 | H07B100363 | 15969 | BEMS | B | - | ACT | C | H07 | BEMS | MONITOR | MONITOR | BA | OT | L01 | ISH/BE/01285 | 0 |  | 0 | HOSPITAL | 415000 | 0 | 0 | 0 | 0 | 0 | 0 | 0 | 0 | 0 | 0 | 2017-08-01 | 1900-01-01 | 9 | [8 empty] | OT |  |  |  | 0 | 0 | [12 empty] | admin | 2024-12-12 14:25 |  | KARL STORZ | 9832 NB-3D | K4IA10006 | OPERATION THEATRE |  |  | 1 | B | 1 |  | SUP100049 | UMMI SURGICAL SDN BHD |  | GERMANY |  | UMMI SURGICAL SDN BHD |  |  | 0 | 0 | 0 | 0 |  |  |  |  | 2015-08-26 | KPJ Ipoh Specialist Hospital | 2 | bar: MAR; SEP
364 | H07B100364 | H07B100364 | 18037 | BEMS | B | - | ACT | C | H07 | BEMS | IMAGE 1 CONNECT | IMAGE 1 CONNECT | BA | OT | L01 | ISH/BE/01286 | 0 |  | 0 | HOSPITAL | 0 | 0 | 0 | 0 | 0 | 0 | 0 | 0 | 0 | 0 | 0 | 2017-08-01 | 1900-01-01 | 9 | [8 empty] | OT |  |  |  | 0 | 0 | [12 empty] | admin | 2024-12-12 14:25 |  | KARL STORZ | TC 200 | SU732581-P | OPERATION THEATRE |  |  | 1 | B | 1 |  | SUP100049 | UMMI SURGICAL SDN BHD |  | GERMANY |  | UMMI SURGICAL SDN BHD |  |  | 0 | 0 | 0 | 0 |  |  |  |  | 2015-08-26 | KPJ Ipoh Specialist Hospital | 2 | bar: MAR; SEP
365 | H07B100365 | H07B100365 | 18037 | BEMS | B | - | ACT | C | H07 | BEMS | IMAGE 1 D3-LINK | IMAGE 1 D3-LINK | BA | OT | L01 | ISH/BE/01287 | 0 |  | 0 | HOSPITAL | 0 | 0 | 0 | 0 | 0 | 0 | 0 | 0 | 0 | 0 | 0 | 2017-08-01 | 1900-01-01 | 9 | [8 empty] | OT |  |  |  | 0 | 0 | [12 empty] | admin | 2024-12-12 14:25 |  | KARL STORZ | TC 302 | RU731464-P | OPERATION THEATRE |  |  | 1 | B | 1 |  | SUP100049 | UMMI SURGICAL SDN BHD |  | GERMANY |  | UMMI SURGICAL SDN BHD |  |  | 0 | 0 | 0 | 0 |  |  |  |  | 2015-08-26 | KPJ Ipoh Specialist Hospital | 2 | bar: MAR; SEP
366 | H07B100366 | H07B100366 | 18037 | BEMS | B | - | ACT | C | H07 | BEMS | IMAGE 1 H3-LINK | IMAGE 1 H3-LINK | BA | OT | L01 | ISH/BE/01288 | 0 |  | 0 | HOSPITAL | 0 | 0 | 0 | 0 | 0 | 0 | 0 | 0 | 0 | 0 | 0 | 2017-08-01 | 1900-01-01 | 9 | [8 empty] | OT |  |  |  | 0 | 0 | [12 empty] | admin | 2024-12-12 14:25 |  | KARL STORZ | TC 300 | SU732421-P | OPERATION THEATRE |  |  | 1 | B | 1 |  | SUP100049 | UMMI SURGICAL SDN BHD |  | GERMANY |  | UMMI SURGICAL SDN BHD |  |  | 0 | 0 | 0 | 0 |  |  |  |  | 2015-08-26 | KPJ Ipoh Specialist Hospital | 2 | bar: MAR; SEP
367 | H07B100367 | H07B100367 | 12340 | BEMS | B | - | ACT | C | H07 | BEMS | LIGHT SOURCE | LIGHT SOURCE | BA | OT | L01 | ISH/BE/01289 | 0 |  | 0 | HOSPITAL | 0 | 0 | 0 | 0 | 0 | 0 | 0 | 0 | 0 | 0 | 0 | 2017-08-01 | 1900-01-01 | 9 | [8 empty] | OT |  |  |  | 0 | 0 | [12 empty] | admin | 2024-12-12 14:25 |  | KARL STORZ | XENON NOVA 300 | WV0698679 | OPERATION THEATRE |  |  | 1 | B | 1 |  | SUP100049 | UMMI SURGICAL SDN BHD |  | GERMANY |  | UMMI SURGICAL SDN BHD |  |  | 0 | 0 | 0 | 0 |  |  |  |  | 2015-08-26 | KPJ Ipoh Specialist Hospital | 2 | bar: MAR; SEP
368 | H07B100368 | H07B100368 | 16902 | BEMS | B | - | ACT | C | H07 | BEMS | AIDA SYSYEM | AIDA SYSYEM | BA | OT | L01 | ISH/BE/01290 | 0 |  | 0 | HOSPITAL | 0 | 0 | 0 | 0 | 0 | 0 | 0 | 0 | 0 | 0 | 0 | 2017-08-01 | 1900-01-01 | 9 | [8 empty] | OT |  |  |  | 0 | 0 | [12 empty] | admin | 2024-12-12 14:25 |  | KARL STORZ | WD250-EN | KSD10433 | OPERATION THEATRE |  |  | 1 | B | 1 |  | SUP100049 | UMMI SURGICAL SDN BHD |  | GERMANY |  | UMMI SURGICAL SDN BHD |  |  | 0 | 0 | 0 | 0 |  |  |  |  | 2015-08-26 | KPJ Ipoh Specialist Hospital | 2 | bar: MAR; SEP
369 | H07B100369 | H07B100369 | - | BEMS | B | - | ACT | C | H07 | BEMS | ENDOFLATOR | ENDOFLATOR | BA | OT | L01 | ISH/BE/01291 | 0 |  | 0 | HOSPITAL | 0 | 0 | 0 | 0 | 0 | 0 | 0 | 0 | 0 | 0 | 0 | 2017-08-01 | 1900-01-01 | 9 | [8 empty] | OT |  |  |  | 0 | 0 | [12 empty] | admin | 2024-12-12 14:25 |  | KARL STORZ | 26430508-1 | NU32464 | OPERATION THEATRE |  |  | 1 | B | 1 |  | SUP100049 | UMMI SURGICAL SDN BHD |  | GERMANY |  | UMMI SURGICAL SDN BHD |  |  | 0 | 0 | 0 | 0 |  |  |  |  | 2015-08-26 | KPJ Ipoh Specialist Hospital | 2 | bar: MAR; SEP
370 | H07B100370 | H07B100370 | 18037 | BEMS | B | - | ACT | C | H07 | BEMS | VIDEO PROCESSOR | VIDEO PROCESSOR | BA | OT | L01 | ISH/BE/01531 | 0 |  | 0 | HOSPITAL | 41096 | 0 | 0 | 0 | 0 | 0 | 0 | 0 | 0 | 0 | 0 | 2019-08-01 | 1900-01-01 | 7 | [8 empty] | OT |  |  |  | 0 | 0 | [12 empty] | admin | 2024-12-12 14:25 |  | OLYMPUS | OTV-S190 | 7703770 | OPERATION THEATRE |  |  | 1 | B | 1 |  | OLYMPUS (M) SDN BHD | OLYMPUS (M) SDN BHD | STOR 145536 (FA) | JAPAN |  | OLYMPUS (M) SDN BHD |  |  | 0 | 0 | 0 | 0 |  |  |  |  | 2017-08-10 | KPJ Ipoh Specialist Hospital | 1 | bar: JUL
371 | H07B100371 | H07B100371 | 15966 | BEMS | B | - | ACT | C | H07 | BEMS | LCD MONITOR | LCD MONITOR | BA | OT | L01 | ISH/BE/01532 | 0 |  | 0 | HOSPITAL | 27720 | 0 | 0 | 0 | 0 | 0 | 0 | 0 | 0 | 0 | 0 | 2019-08-01 | 1900-01-01 | 7 | [8 empty] | OT |  |  |  | 0 | 0 | [12 empty] | admin | 2024-12-12 14:25 |  | OLYMPUS | OEV-262H | 7760846 | OPERATION THEATRE |  |  | 1 | B | 1 |  | OLYMPUS (M) SDN BHD | OLYMPUS (M) SDN BHD | STOR 145536 (FA) | JAPAN |  | OLYMPUS (M) SDN BHD |  |  | 0 | 0 | 0 | 0 |  |  |  |  | 2017-08-10 | KPJ Ipoh Specialist Hospital | 1 | bar: JUL
372 | H07B100372 | H07B100372 | 12340 | BEMS | B | - | ACT | C | H07 | BEMS | LIGHT SOURCE | LIGHT SOURCE | BA | OT | L01 | ISH/BE/01533 | 0 |  | 0 | HOSPITAL | 25520 | 0 | 0 | 0 | 0 | 0 | 0 | 0 | 0 | 0 | 0 | 2019-08-01 | 1900-01-01 | 7 | [8 empty] | OT |  |  |  | 0 | 0 | [12 empty] | admin | 2024-12-12 14:25 |  | OLYMPUS | CLV-S190 | 7723877 | OPERATION THEATRE |  |  | 1 | B | 1 |  | OLYMPUS (M) SDN BHD | OLYMPUS (M) SDN BHD | STOR 145536 (FA) | JAPAN |  | OLYMPUS (M) SDN BHD |  |  | 0 | 0 | 0 | 0 |  |  |  |  | 2017-08-10 | KPJ Ipoh Specialist Hospital | 1 | bar: JUL
373 | H07B100373 | H07B100373 | 18037 | BEMS | B | - | ACT | C | H07 | BEMS | IMAGE 1 CONNECT | IMAGE 1 CONNECT | BA | OT | L01 | ISH/BE/01547 | 0 |  | 0 | HOSPITAL | 0 | 0 | 0 | 0 | 0 | 0 | 0 | 0 | 0 | 0 | 0 | 2017-10-01 | 1900-01-01 | 7 | [8 empty] | OT |  |  |  | 0 | 0 | [12 empty] | admin | 2024-12-12 14:25 |  | KARL STORZ | TC200EN | NV712054-P | OPERATION THEATRE |  |  | 1 | B | 1 |  | SUP100049 | UMMI SURGICAL SDN BHD | NA | GERMANY |  | UMMI SURGICAL SDN BHD |  |  | 0 | 0 | 0 | 0 |  |  |  |  | 2017-10-11 | KPJ Ipoh Specialist Hospital | 2 | bar: MAR; SEP
374 | H07B100374 | H07B100374 | 18037 | BEMS | B | - | ACT | C | H07 | BEMS | IMAGE 1 H3-LINK | IMAGE 1 H3-LINK | BA | OT | L01 | ISH/BE/01548 | 0 |  | 0 | HOSPITAL | 0 | 0 | 0 | 0 | 0 | 0 | 0 | 0 | 0 | 0 | 0 | 2017-10-01 | 1900-01-01 | 7 | [8 empty] | OT |  |  |  | 0 | 0 | [12 empty] | admin | 2024-12-12 14:25 |  | KARL STORZ | TC300 | NV711639-P | OPERATION THEATRE |  |  | 1 | B | 1 |  | SUP100049 | UMMI SURGICAL SDN BHD | NA | GERMANY |  | UMMI SURGICAL SDN BHD |  |  | 0 | 0 | 0 | 0 |  |  |  |  | 2017-10-11 | KPJ Ipoh Specialist Hospital | 2 | bar: MAR; SEP
375 | H07B100375 | H07B100375 | 15969 | BEMS | B | - | ACT | C | H07 | BEMS | MONITOR | MONITOR | BA | OT | L01 | ISH/BE/01549 | 0 |  | 0 | HOSPITAL | 0 | 0 | 0 | 0 | 0 | 0 | 0 | 0 | 0 | 0 | 0 | 2017-10-01 | 1900-01-01 | 7 | [8 empty] | OT |  |  |  | 0 | 0 | [12 empty] | admin | 2024-12-12 14:25 |  | KARL STORZ | 9826NB | G3ID10203 | OPERATION THEATRE |  |  | 1 | B | 1 |  | SUP100049 | UMMI SURGICAL SDN BHD | NA | GERMANY |  | UMMI SURGICAL SDN BHD |  |  | 0 | 0 | 0 | 0 |  |  |  |  | 2017-10-11 | KPJ Ipoh Specialist Hospital | 2 | bar: MAR; SEP
376 | H07B100376 | H07B100376 | 12340 | BEMS | B | - | ACT | C | H07 | BEMS | LIGHT SOURCE | LIGHT SOURCE | BA | OT | L01 | ISH/BE/01550 | 0 |  | 0 | HOSPITAL | 0 | 0 | 0 | 0 | 0 | 0 | 0 | 0 | 0 | 0 | 0 | 2017-10-01 | 1900-01-01 | 7 | [8 empty] | OT |  |  |  | 0 | 0 | [12 empty] | admin | 2024-12-12 14:25 |  | KARL STORZ | 20134001 | YX0684846 | OPERATION THEATRE |  |  | 1 | B | 1 |  | SUP100049 | UMMI SURGICAL SDN BHD | NA | GERMANY |  | UMMI SURGICAL SDN BHD |  |  | 0 | 0 | 0 | 0 |  |  |  |  | 2017-10-11 | KPJ Ipoh Specialist Hospital | 2 | bar: MAR; SEP
377 | H07B100377 | H07B100377 | - | BEMS | B | - | ACT | C | H07 | BEMS | ENDOFLATOR | ENDOFLATOR | BA | OT | L01 | ISH/BE/01551 | 0 |  | 0 | HOSPITAL | 0 | 0 | 0 | 0 | 0 | 0 | 0 | 0 | 0 | 0 | 0 | 2017-10-01 | 1900-01-01 | 7 | [8 empty] | OT |  |  |  | 0 | 0 | [12 empty] | admin | 2024-12-12 14:25 |  | KARL STORZ | 26430508-1 | WW30131-B | OPERATION THEATRE |  |  | 1 | B | 1 |  | SUP100049 | UMMI SURGICAL SDN BHD | NA | GERMANY |  | UMMI SURGICAL SDN BHD |  |  | 0 | 0 | 0 | 0 |  |  |  |  | 2017-10-11 | KPJ Ipoh Specialist Hospital | 2 | bar: MAR; SEP
378 | H07B100378 | H07B100378 | 18037 | BEMS | B | - | ACT | C | H07 | BEMS | IMAGE 1 X-LINK | IMAGE 1 X-LINK | BA | OT | L01 | ISH/BE/01326 | 0 |  | 0 | HOSPITAL | 0 | 0 | 0 | 0 | 0 | 0 | 0 | 0 | 0 | 0 | 0 | 2017-10-01 | 1900-01-01 | 7 | [8 empty] | OT |  |  |  | 0 | 0 | [12 empty] | admin | 2024-12-12 14:25 |  | KARL STORZ | TC 301 | YU741101-P | OPERATION THEATRE |  |  | 1 | B | 1 |  | SUP100049 | UMMI SURGICAL SDN BHD |  | GERMANY |  | UMMI SURGICAL SDN BHD |  |  | 0 | 0 | 0 | 0 |  |  |  |  | 2017-10-11 | KPJ Ipoh Specialist Hospital | 2 | bar: MAR; SEP
379 | H07B100379 | H07B100379 | 13961 | BEMS | B | - | ACT | C | H07 | BEMS | OPERATING TABLE | OPERATING TABLE | BA | OT | L01 | ISH/BE/00537 | 0 |  | 0 | HOSPITAL | 110000 | 0 | 0 | 0 | 0 | 0 | 0 | 0 | 0 | 0 | 0 |  | 1900-01-01 | 19 | [8 empty] | OT |  |  |  | 0 | 0 | [12 empty] | admin | 2024-12-12 14:25 |  | ESCHMANN | TM | TM 376 | OPERATION THEATRE |  |  | 1 | B | 1 |  | ANTAH SRI RADIN SDN BHD | ANTAH SRI RADIN SDN BHD |  | UK |  | ANTAH SRI RADIN SDN BHD |  |  | 0 | 0 | 0 | 0 |  |  |  |  | 2005-06-03 | KPJ Ipoh Specialist Hospital | 1 | bar: JAN
380 | H07B100380 | H07B100380 | 13961 | BEMS | B | - | ACT | C | H07 | BEMS | OPERATING TABLE | OPERATING TABLE | BA | OT | L01 | ISH/BE/00540 | 0 |  | 0 | HOSPITAL | 100000 | 0 | 0 | 0 | 0 | 0 | 0 | 0 | 0 | 0 | 0 |  | 1900-01-01 | 28 | [8 empty] | OT |  |  |  | 0 | 0 | [12 empty] | admin | 2024-12-12 14:25 |  | MAQUET | 1431.02M | 226 | OPERATION THEATRE |  |  | 1 | B | 1 |  | SCHMIDT BIOMED TECH SDN BHD | SCHMIDT BIOMED TECH SDN BHD |  | GERMANY |  | AUTOMEDIC TRADING |  |  | 0 | 0 | 0 | 0 |  |  |  |  | 1996-10-15 | KPJ Ipoh Specialist Hospital | 1 | bar: NOV
381 | H07B100381 | H07B100381 | 13961 | BEMS | B | - | ACT | C | H07 | BEMS | OPERATING TABLE | OPERATING TABLE | BA | OT | L01 | ISH/BE/00542 | 0 |  | 0 | HOSPITAL | 120000 | 0 | 0 | 0 | 0 | 0 | 0 | 0 | 0 | 0 | 0 |  | 1900-01-01 | 17 | [8 empty] | OT |  |  |  | 0 | 0 | [12 empty] | admin | 2024-12-12 14:25 |  | ESCHMANN | T20 | T2AC-TF-2814 | OPERATION THEATRE |  |  | 1 | B | 1 |  | ANTAH SRI RADIN SDN BHD | ANTAH SRI RADIN SDN BHD |  | UK |  | ANTAH SRI RADIN SDN BHD |  |  | 0 | 0 | 0 | 0 |  |  |  |  | 2007-06-11 | KPJ Ipoh Specialist Hospital | 1 | bar: AUG
382 | H07B100382 | H07B100382 | 13961 | BEMS | B | - | ACT | C | H07 | BEMS | OPERATING TABLE | OPERATING TABLE | BA | OT | L01 | ISH/BE/01028 | 0 |  | 0 | HOSPITAL | 297000 | 0 | 0 | 0 | 0 | 0 | 0 | 0 | 0 | 0 | 0 | 2012-12-01 | 1900-01-01 | 13 | [8 empty] | OT |  |  |  | 0 | 0 | [12 empty] | admin | 2024-12-12 14:25 |  | ESCHMANN | T30 | T3AB-1H-2083 | OPERATION THEATRE |  |  | 1 | B | 1 |  | ANTAH SRI RADIN SDN BHD | ANTAH SRI RADIN SDN BHD | STOR 91253 (FA) | UK |  | ANTAH SRI RADIN SDN BHD |  |  | 0 | 0 | 0 | 0 |  |  |  |  | 2011-02-12 | KPJ Ipoh Specialist Hospital | 1 | bar: AUG
383 | H07B100383 | H07B100383 | 13961 | BEMS | B | - | ACT | C | H07 | BEMS | OPERATING TABLE | OPERATING TABLE | BA | OT | L01 | ISH/BE/01049 | 0 |  | 0 | HOSPITAL | 209480 | 0 | 0 | 0 | 0 | 0 | 0 | 0 | 0 | 0 | 0 | 2013-03-01 | 1900-01-01 | 12 | [8 empty] | OT |  |  |  | 0 | 0 | [12 empty] | admin | 2024-12-12 14:25 |  | MAQUET | MMQ1132.21B0 | 191 | OPERATION THEATRE |  |  | 1 | B | 1 |  | SUP100018 | IDS MEDICAL SYSTEM (M) SDN BHD | STOR 94992 | GERMANY |  | AUTOMEDIC TRADING |  |  | 0 | 0 | 0 | 0 |  |  |  |  | 2012-03-30 | KPJ Ipoh Specialist Hospital | 1 | bar: NOV
384 | H07B100384 | H07B100384 | 13961 | BEMS | B | - | ACT | C | H07 | BEMS | OPERATING TABLE | OPERATING TABLE | BA | OT | L01 | ISH/BE/01135 | 0 |  | 0 | HOSPITAL | 150880 | 0 | 0 | 0 | 0 | 0 | 0 | 0 | 0 | 0 | 0 | 2015-12-01 | 1900-01-01 | 11 | [8 empty] | OT |  |  |  | 0 | 0 | [12 empty] | admin | 2024-12-12 14:25 |  | MAQUET | MMQ1131.12B0 | 4339 | OPERATION THEATRE |  |  | 1 | B | 1 |  | SUP100018 | IDS MEDICAL SYSTEM (M) SDN BHD | STOR 109578 (FA) | GERMANY |  | AUTOMEDIC TRADING |  |  | 0 | 0 | 0 | 0 |  |  |  |  | 2013-12-30 | KPJ Ipoh Specialist Hospital | 1 | bar: NOV
385 | H07B100385 | H07B100385 | 13961 | BEMS | B | - | ACT | C | H07 | BEMS | OPERATING TABLE | OPERATING TABLE | BA | OT | L01 | ISH/BE/01258 | 0 |  | 0 | HOSPITAL | 299000 | 0 | 0 | 0 | 0 | 0 | 0 | 0 | 0 | 0 | 0 | 2017-05-01 | 1900-01-01 | 9 | [8 empty] | OT |  |  |  | 0 | 0 | [12 empty] | admin | 2024-12-12 14:25 |  | MAQUET | MMQ1132.21BO | 817 | OPERATION THEATRE |  |  | 1 | B | 1 |  | SUP100018 | IDS MEDICAL SYSTEM (M) SDN BHD | STOR 122365 (FA) | GERMANY |  | AUTOMEDIC TRADING |  |  | 0 | 0 | 0 | 0 |  |  |  |  | 2015-05-12 | KPJ Ipoh Specialist Hospital | 1 | bar: NOV
386 | H07B100386 | H07B100386 | - | BEMS | B | - | ACT | C | H07 | BEMS | CRYO MACHIINE | CRYO MACHIINE | BA | OT | L01 | ISH/BE/01196 | 0 |  | 0 | HOSPITAL | 45000 | 0 | 0 | 0 | 0 | 0 | 0 | 0 | 0 | 0 | 0 | 2015-11-01 | 1900-01-01 | 10 | [8 empty] | OT |  |  |  | 0 | 0 | [12 empty] | admin | 2024-12-12 14:25 |  | COOPER SURGICAL | CE-2000 | 061411 | OPERATION THEATRE |  |  | 1 | B | 1 |  | FISHER SCIENTIFIC (M) SDN BHD | FISHER SCIENTIFIC (M) SDN BHD | STOR 115087 (FA) | USA |  | PRINCIP ENGINEERING |  |  | 0 | 0 | 0 | 0 |  |  |  |  | 2014-11-07 | KPJ Ipoh Specialist Hospital | 1 | bar: APR
387 | H07B100387 | H07B100387 | 13931 | BEMS | B | - | ACT | C | H07 | BEMS | SYRINGE PUMP, ANESTHESIA | SYRINGE PUMP, ANESTHESIA | BA | OT | L01 | ISH/BE/01113 | 0 |  | 0 | HOSPITAL | 7500 | 0 | 0 | 0 | 0 | 0 | 0 | 0 | 0 | 0 | 0 | 2015-08-01 | 1900-01-01 | 11 | [8 empty] | OT |  |  |  | 0 | 0 | [12 empty] | admin | 2024-12-12 14:25 |  | B.BRAUN | PERFUSOR SPACE | 211442 | OPERATION THEATRE |  |  | 1 | B | 1 |  | B.BRAUN MEDICAL SUPPLIES SDN BHD | B.BRAUN MEDICAL SUPPLIES SDN BHD | STOR 1066714 (FA) | GERMANY |  | B.BRAUN MEDICAL SUPPLIES SDN BHD |  |  | 0 | 0 | 0 | 0 |  |  |  |  | 2013-05-08 | KPJ Ipoh Specialist Hospital | 1 | bar: MAR
388 | H07B100388 | H07B100388 | 13931 | BEMS | B | - | ACT | C | H07 | BEMS | SYRINGE PUMP, ANESTHESIA | SYRINGE PUMP, ANESTHESIA | BA | OT | L01 | ISH/BE/01183 | 0 |  | 0 | HOSPITAL | 6000 | 0 | 0 | 0 | 0 | 0 | 0 | 0 | 0 | 0 | 0 | 2016-08-01 | 1900-01-01 | 10 | [8 empty] | OT |  |  |  | 0 | 0 | [12 empty] | admin | 2024-12-12 14:25 |  | B.BRAUN | PERFUSOR SPACE | 224603 | OPERATION THEATRE |  |  | 1 | B | 1 |  | B.BRAUN MEDICAL SUPPLIES SDN BHD | B.BRAUN MEDICAL SUPPLIES SDN BHD | STOR115371(FA) | GERMANY |  | B.BRAUN MEDICAL SUPPLIES SDN BHD |  |  | 0 | 0 | 0 | 0 |  |  |  |  | 2014-08-22 | KPJ Ipoh Specialist Hospital | 1 | bar: MAR
389 | H07B100389 | H07B100389 | 13931 | BEMS | B | - | ACT | C | H07 | BEMS | SYRINGE PUMP, ANESTHESIA | SYRINGE PUMP, ANESTHESIA | BA | OT | L01 | ISH/BE/01184 | 0 |  | 0 | HOSPITAL | 6000 | 0 | 0 | 0 | 0 | 0 | 0 | 0 | 0 | 0 | 0 | 2016-08-01 | 1900-01-01 | 10 | [8 empty] | OT |  |  |  | 0 | 0 | [12 empty] | admin | 2024-12-12 14:25 |  | B.BRAUN | PERFUSOR SPACE | 224606 | OPERATION THEATRE |  |  | 1 | B | 1 |  | B.BRAUN MEDICAL SUPPLIES SDN BHD | B.BRAUN MEDICAL SUPPLIES SDN BHD | STOR115371(FA) | GERMANY |  | B.BRAUN MEDICAL SUPPLIES SDN BHD |  |  | 0 | 0 | 0 | 0 |  |  |  |  | 2014-08-22 | KPJ Ipoh Specialist Hospital | 1 | bar: MAR
390 | H07B100390 | H07B100390 | 13931 | BEMS | B | - | ACT | N | H07 | BEMS | SYRINGE PUMP, ANESTHESIA | SYRINGE PUMP, ANESTHESIA | BA | OT | L01 | ISH/BE/01577 | 0 |  | 0 | HOSPITAL | 7200 | 0 | 0 | 0 | 0 | 0 | 0 | 0 | 0 | 0 | 0 | 2020-09-01 | 1900-01-01 | 6 | [8 empty] | OT |  |  |  | 0 | 0 | [12 empty] | admin | 2024-12-12 14:25 |  | B.BRAUN | PERFUSOR SPACE | 437100 | OPERATION THEATRE |  |  | 1 | B | 1 |  | B.BRAUN MEDICAL SUPPLIES SDN BHD | B.BRAUN MEDICAL SUPPLIES SDN BHD | STOR 162243 | GERMANY |  | B.BRAUN MEDICAL SUPPLIES SDN BHD |  |  | 0 | 0 | 0 | 0 |  |  |  |  | 2018-09-03 | KPJ Ipoh Specialist Hospital | 1 | bar: MAR
392 | H07B100392 | H07B100392 | 11758 | BEMS | B | - | ACT | C | H07 | BEMS | SURGICAL MOBILE C-ARM | SURGICAL MOBILE C-ARM | BA | OT | L01 | ISH/BE/01187 | 0 |  | 0 | HOSPITAL | 305000 | 0 | 0 | 0 | 0 | 0 | 0 | 0 | 0 | 0 | 0 | 2016-08-01 | 1900-01-01 | 10 | [8 empty] | OT |  |  |  | 0 | 0 | [12 empty] | admin | 2024-12-12 14:25 |  | SHIMADZU | OPESCOPE ACTENO | 41D6D8346001 | OPERATION THEATRE |  |  | 1 | B | 1 |  | SHIMADZU (ASIA PACIFIC) PTE.LTD | SHIMADZU (ASIA PACIFIC) PTE.LTD | STOR 114310 | JAPAN |  | SHIMADZU (ASIA PACIFIC) PTE.LTD |  |  | 0 | 0 | 0 | 0 |  |  |  |  | 2014-08-29 | KPJ Ipoh Specialist Hospital | 2 | bar: FEB; AUG
393 | H07B100393 | H07B100393 | 11758 | BEMS | B | - | ACT | C | H07 | BEMS | SURGICAL MOBILE C-ARM | SURGICAL MOBILE C-ARM | BA | OT | L01 | ISH/BE/01641 | 0 |  | 0 | HOSPITAL | 363000 | 0 | 0 | 0 | 0 | 0 | 0 | 0 | 0 | 0 | 0 | 2023-02-01 | 1900-01-01 | 3 | [8 empty] | OT |  |  |  | 0 | 0 | [12 empty] | admin | 2024-12-12 14:25 |  | SIEMENS | CIOS CONNECT | 21532 | OPERATION THEATRE |  |  | 1 | B | 1 |  | SIEMENS (M) SDN BHD | SIEMENS (M) SDN BHD |  | GERMANY |  | SIEMENS HEALTHCARE SDN BHD |  |  | 0 | 0 | 0 | 0 |  |  |  |  | 2021-05-02 | KPJ Ipoh Specialist Hospital | 2 | bar: JUN; DEC
394 | H07B100394 | H07B100394 | 17954 | BEMS | B | - | ACT | C | H07 | BEMS | HIGH PRESSURE DRILL | HIGH PRESSURE DRILL | BA | OT | L01 | ISH/BE/01115 | 0 |  | 0 | HOSPITAL | 92920 | 0 | 0 | 0 | 0 | 0 | 0 | 0 | 0 | 0 | 0 | 2014-08-01 | 1900-01-01 | 11 | [8 empty] | OT |  |  |  | 0 | 0 | [12 empty] | admin | 2024-12-12 14:25 |  | CONMED LINVATEC | E9000 | 2012-1195 | OPERATION THEATRE |  |  | 1 | B | 1 |  | ICON MEDIC SDN BHD | ICON MEDIC SDN BHD | STOR 105651 (FA) | USA |  | PRICIP ENGINEERING |  |  | 0 | 0 | 0 | 0 |  |  |  |  | 2013-08-14 | KPJ Ipoh Specialist Hospital | 1 | bar: AUG
395 | H07B100395 | H07B100395 | 17954 | BEMS | B | - | ACT | C | H07 | BEMS | HIGH PRESSURE DRILL | HIGH PRESSURE DRILL | BA | OT | L01 | ISH/BE/01179 | 0 |  | 0 | HOSPITAL | 25000 | 0 | 0 | 0 | 0 | 0 | 0 | 0 | 0 | 0 | 0 | 2015-08-01 | 1900-01-01 | 10 | [8 empty] | OT |  |  |  | 0 | 0 | [12 empty] | admin | 2024-12-12 14:25 |  | CONMED LINVATEC | E9000G | 2013-1169 | OPERATION THEATRE |  |  | 1 | B | 1 |  | ICON MEDIC SDN BHD | ICON MEDIC SDN BHD | STOR114995(CS) | USA |  | PRICIP ENGINEERING |  |  | 0 | 0 | 0 | 0 |  |  |  |  | 2014-08-18 | KPJ Ipoh Specialist Hospital | 1 | bar: AUG
396 | H07B100396 | H07B100396 | - | BEMS | B | - | ACT | N | H07 | BEMS | POP CUTTER | POP CUTTER | BA | OT | L01 | ISH/BE/00607 | 0 |  | 0 | HOSPITAL | 18000 | 0 | 0 | 0 | 0 | 0 | 0 | 0 | 0 | 0 | 0 |  | 1900-01-01 | 24 | [8 empty] | OT |  |  |  | 0 | 0 | [12 empty] | admin | 2024-12-12 14:25 |  | DESOUTTER | CCS | 974104917 | OPERATION THEATRE |  |  | 1 | B | 1 |  | CW MEDICAL SDN BHD | CW MEDICAL SDN BHD |  | GERMANY |  | PRINCIP ENGINEERING |  |  | 0 | 0 | 0 | 0 |  |  |  |  | 2000-01-01 | KPJ Ipoh Specialist Hospital | 1 | bar: OCT
397 | H07B100397 | H07B100397 | 10969 | BEMS | B | - | ACT | C | H07 | BEMS | FLOWTRON | FLOWTRON | BA | OT | L01 | ISH/BE/00651 | 0 |  | 0 | HOSPITAL | 500 | 0 | 0 | 0 | 0 | 0 | 0 | 0 | 0 | 0 | 0 |  | 1900-01-01 | 24 | [8 empty] | OT |  |  |  | 0 | 0 | [12 empty] | admin | 2024-12-12 14:25 |  | HUNTLEIGH | FLOWTRON | EX3009949 | OPERATION THEATRE |  |  | 1 | B | 1 |  | HUNTLEIGH HEALTHCARE LTD | HUNTLEIGH HEALTHCARE LTD |  | USA |  | PRINCIP ENGINEERING |  |  | 0 | 0 | 0 | 0 |  |  |  |  | 2000-01-01 | KPJ Ipoh Specialist Hospital | 1 | bar: JUL
398 | H07B100398 | H07B100398 | 12521 | BEMS | B | - | ACT | C | H07 | BEMS | IC HAND MAGNET | IC HAND MAGNET | BA | OT | L01 | ISH/BE/00688 | 0 |  | 0 | HOSPITAL | 0 | 0 | 0 | 0 | 0 | 0 | 0 | 0 | 0 | 0 | 0 |  | 1900-01-01 | 29 | [8 empty] | OT |  |  |  | 0 | 0 | [12 empty] | admin | 2024-12-12 14:25 |  | HM | HM-182 | 604 | OPERATION THEATRE |  |  | 1 | B | 1 |  | N/A | N/A |  | USA |  | MED IMAG ENTERPRISE |  |  | 0 | 0 | 0 | 0 | [5 empty] | KPJ Ipoh Specialist Hospital | 1 | bar: JUL
399 | H07B100399 | H07B100399 | - | BEMS | B | - | ACT | C | H07 | BEMS | INTERGRATED POWER CONSOLE | INTERGRATED POWER CONSOLE | BA | OT | L01 | ISH/BE/00731 | 0 |  | 0 | HOSPITAL | 145000 | 0 | 0 | 0 | 0 | 0 | 0 | 0 | 0 | 0 | 0 | 2011-01-01 | 1900-01-01 | 14 | [8 empty] | OT |  |  |  | 0 | 0 | [12 empty] | admin | 2024-12-12 14:25 |  | MEDTRONIC | EC300 | 71785 | OPERATION THEATRE |  |  | 1 | B | 1 |  | HUMEDICAL (M) SDN BHD | HUMEDICAL (M) SDN BHD |  | USA |  | HUMEDICAL (M) SDN BHD |  |  | 0 | 0 | 0 | 0 |  |  |  |  | 2010-05-01 | KPJ Ipoh Specialist Hospital | 1 | bar: APR
400 | H07B100400 | H07B100400 | - | BEMS | B | - | ACT | C | H07 | BEMS | INTERGRATED POWER CONSOLE | INTERGRATED POWER CONSOLE | BA | OT | L01 | ISH/BE/01323 | 0 |  | 0 | HOSPITAL | 95000 | 0 | 0 | 0 | 0 | 0 | 0 | 0 | 0 | 0 | 0 | 2016-12-01 | 1900-01-01 | 9 | [8 empty] | OT |  |  |  | 0 | 0 | [12 empty] | admin | 2024-12-12 14:25 |  | MEDTRONIC | EC300 | NTC62447 | OPERATION THEATRE |  |  | 1 | B | 1 |  | HUMEDICAL (M) SDN BHD | HUMEDICAL (M) SDN BHD |  | USA |  | HUMEDICAL (M) SDN BHD |  |  | 0 | 0 | 0 | 0 |  |  |  |  | 2015-12-21 | KPJ Ipoh Specialist Hospital | 1 | bar: APR
401 | H07B100401 | H07B100401 | - | BEMS | B | - | ACT | C | H07 | BEMS | ELECTRICAL SPHYGMOMANOMETER | ELECTRICAL SPHYGMOMANOMETER | BA | OT | L01 | ISH/BE/00870 | 0 |  | 0 | HOSPITAL | 220 | 0 | 0 | 0 | 0 | 0 | 0 | 0 | 0 | 0 | 0 | 2011-07-01 | 1900-01-01 | 14 | [8 empty] | OT |  |  |  | 0 | 0 | [12 empty] | admin | 2024-12-12 14:25 |  | ELEPHANT | DXJ-210 | J2101007311 | OPERATION THEATRE |  |  | 1 | B | 1 |  | BEC ENGINEERING SDN BHD | BEC ENGINEERING SDN BHD |  | CHINA |  | BEMS ISH |  |  | 0 | 0 | 0 | 0 |  |  |  |  | 2010-07-25 | KPJ Ipoh Specialist Hospital | 1 | bar: AUG
402 | H07B100402 | H07B100402 | - | BEMS | B | - | ACT | C | H07 | BEMS | MORCELLATOR | MORCELLATOR | BA | OT | L01 | ISH/BE/01032 | 0 |  | 0 | HOSPITAL | 54083.5 | 0 | 0 | 0 | 0 | 0 | 0 | 0 | 0 | 0 | 0 | 2013-12-01 | 1900-01-01 | 13 | [8 empty] | OT |  |  |  | 0 | 0 | [12 empty] | admin | 2024-12-12 14:25 |  | KARL STORZ | 207111201 | XY4423 | OPERATION THEATRE |  |  | 1 | B | 1 |  | SUP100049 | UMMI SURGICAL SDN BHD | STOR 92159 (FA) | GERMANY |  | UMMI SURGICAL SDN BHD |  |  | 0 | 0 | 0 | 0 |  |  |  |  | 2011-12-23 | KPJ Ipoh Specialist Hospital | 1 | bar: APR
403 | H07B100403 | H07B100403 | 17116 | BEMS | B | - | ACT | C | H07 | BEMS | DEFIBRILLATORS | DEFIBRILLATORS | BA | OT | L01 | ISH/BE/01067 | 0 |  | 0 | HOSPITAL | 19000 | 0 | 0 | 0 | 0 | 0 | 0 | 0 | 0 | 0 | 0 | 2013-11-01 | 1900-01-01 | 12 | [8 empty] | OT |  |  |  | 0 | 0 | [12 empty] | admin | 2024-12-12 14:25 |  | PHILIPS | HEARTSTART XL + | USN1100585 | OPERATION THEATRE |  |  | 1 | B | 1 |  | UWC HEALTHCARE SDN BHD | UWC HEALTHCARE SDN BHD | STOR 99541 (FA) | GERMANY |  | PRINCIP ENGINEERING |  |  | 0 | 0 | 0 | 0 |  |  |  |  | 2012-08-11 | KPJ Ipoh Specialist Hospital | 2 | bar: MAR; SEP
404 | H07B100404 | H07B100404 | 18049 | BEMS | B | - | ACT | C | H07 | BEMS | HARMONIC SCALPEL | HARMONIC SCALPEL | BA | OT | L01 | ISH/BE/01070 | 0 |  | 0 | HOSPITAL | 200000 | 0 | 0 | 0 | 0 | 0 | 0 | 0 | 0 | 0 | 0 | 2014-12-01 | 1900-01-01 | 12 | [8 empty] | OT |  |  |  | 0 | 0 | [12 empty] | admin | 2024-12-12 14:25 |  | ETHICON ENDO-SURGERY | GEN 11 | 1111217627 | OPERATION THEATRE |  |  | 1 | B | 1 |  | JOHNSON&JOHNSON (M) SDN BHD | JOHNSON&JOHNSON (M) SDN BHD | STOR 101242 (FA) | GERMANY |  | CE MEDICAL SDN BHD |  |  | 0 | 0 | 0 | 0 |  |  |  |  | 2012-12-13 | KPJ Ipoh Specialist Hospital | 1 | bar: APR
405 | H07B100405 | H07B100405 | 18049 | BEMS | B | - | ACT | C | H07 | BEMS | HARMONIC SCALPEL | HARMONIC SCALPEL | BA | OT | L01 | ISH/BE/01134 | 0 |  | 0 | HOSPITAL | 169500 | 0 | 0 | 0 | 0 | 0 | 0 | 0 | 0 | 0 | 0 | 2015-12-01 | 1900-01-01 | 11 | [8 empty] | OT |  |  |  | 0 | 0 | [12 empty] | admin | 2024-12-12 14:25 |  | ETHICON ENDO-SURGERY | GEN 11 | 1111226533 | OPERATION THEATRE |  |  | 1 | B | 1 |  | JOHNSON&JOHNSON (M) SDN BHD | JOHNSON&JOHNSON (M) SDN BHD | STOR 110375 (FA) | GERMANY |  | CE MEDICAL SDN BHD |  |  | 0 | 0 | 0 | 0 |  |  |  |  | 2013-12-24 | KPJ Ipoh Specialist Hospital | 1 | bar: APR
406 | H07B100406 | H07B100406 | - | BEMS | B | - | ACT | C | H07 | BEMS | AUTOCLAVE | AUTOCLAVE | BA | OT CSSD | L01 | ISH/BE/00626 | 0 |  | 0 | HOSPITAL | 36200 | 0 | 0 | 0 | 0 | 0 | 0 | 0 | 0 | 0 | 0 |  | 1900-01-01 | 24 | [8 empty] | OT CSSD |  |  |  | 0 | 0 | [12 empty] | admin | 2024-12-12 14:25 |  | ESCHMANN | SES 2000 | LSEB-7J-0451 |  |  |  | 1 | B | 1 |  | ANTAH SRI RADIN SDN BHD | ANTAH SRI RADIN SDN BHD |  | UK |  | ANTAH SRI RADIN SDN BHD |  |  | 0 | 0 | 0 | 0 |  |  |  |  | 2000-06-27 | KPJ Ipoh Specialist Hospital | 2 | bar: JAN; JUL
407 | H07B100407 | H07B100407 | 13360 | BEMS | B | - | ACT | C | H07 | BEMS | RESUSCITAITORS | RESUSCITAITORS | BA | OT | L01 | ISH/BE/01084 | 0 |  | 0 | HOSPITAL | 29000 | 0 | 0 | 0 | 0 | 0 | 0 | 0 | 0 | 0 | 0 | 2014-04-01 | 1900-01-01 | 11 | [8 empty] | OT |  |  |  | 0 | 0 | [12 empty] | admin | 2024-12-12 14:25 |  | DRAGER | RESUSCITAIRE RW 82 | GU06085 | OPERATION THEATRE |  |  | 1 | B | 1 |  | DRAGER MEDICAL S.E.A. PTE LTD | DRAGER MEDICAL S.E.A. PTE LTD | STOR 102769 | GERMANY |  | DREAGER MEDICAL S.E.A PTE LTD |  |  | 0 | 0 | 0 | 0 |  |  |  |  | 2013-04-23 | KPJ Ipoh Specialist Hospital | 2 | bar: JUN; DEC
408 | H07B100408 | H07B100408 | 16331 | BEMS | B | - | ACT | C | H07 | BEMS | INTUBATION FIBERSCOPE | INTUBATION FIBERSCOPE | BA | OT | L01 | ISH/BE/01175 | 0 |  | 0 | HOSPITAL | 30000 | 0 | 0 | 0 | 0 | 0 | 0 | 0 | 0 | 0 | 0 | 2015-07-01 | 1900-01-01 | 10 | [8 empty] | OT |  |  |  | 0 | 0 | [12 empty] | admin | 2024-12-12 14:25 |  | KARL STORZ | 11308BD2 | 2172758 | OPERATION THEATRE |  |  | 1 | B | 1 |  | SUP100049 | UMMI SURGICAL SDN BHD | STOR 113798(FA) | GERMANY |  | UMMI SURGICAL SDN BHD |  |  | 0 | 0 | 0 | 0 |  |  |  |  | 2014-07-10 | KPJ Ipoh Specialist Hospital | 1 | bar: MAR
409 | H07B100409 | H07B100409 | 15786 | BEMS | B | - | ACT | C | H07 | BEMS | SEALING MACHINE | SEALING MACHINE | BA | OT CSSD | L01 | ISH/BE/01185 | 0 |  | 0 | HOSPITAL | 21000 | 0 | 0 | 0 | 0 | 0 | 0 | 0 | 0 | 0 | 0 | 2015-05-01 | 1900-01-01 | 10 | [8 empty] | OT CSSD |  |  |  | 0 | 0 | [12 empty] | admin | 2024-12-12 14:25 |  | FAMOS | F110D TYVEK | 30140440 |  |  |  | 1 | B | 1 |  | PALL THAI TRADING | PALL THAI TRADING |  | USA |  | PRINCIP ENGINEERING |  |  | 0 | 0 | 0 | 0 |  |  |  |  | 2014-05-30 | KPJ Ipoh Specialist Hospital | 1 | bar: AUG
410 | H07B100410 | H07B100410 | 15786 | BEMS | B | - | ACT | C | H07 | BEMS | SEALING MACHINE | SEALING MACHINE | BA | OT CSSD | L01 | ISH/BE/01165 | 0 |  | 0 | HOSPITAL | 16000 | 0 | 0 | 0 | 0 | 0 | 0 | 0 | 0 | 0 | 0 | 2015-05-01 | 1900-01-01 | 10 | [8 empty] | OT CSSD |  |  |  | 0 | 0 | [12 empty] | admin | 2024-12-12 14:25 |  | FAMOS | F110D TYVEK | 30140438 |  |  |  | 1 | B | 1 |  | PALL THAI TRADING | PALL THAI TRADING |  | USA |  | PRINCIP ENGINEERING |  |  | 0 | 0 | 0 | 0 |  |  |  |  | 2014-04-30 | KPJ Ipoh Specialist Hospital | 1 | bar: AUG
411 | H07B100411 | H07B100411 | 10447 | BEMS | B | - | ACT | C | H07 | BEMS | BLOOD WARMER | BLOOD WARMER | BA | OT | L01 | ISH/BE/01324 | 0 |  | 0 | HOSPITAL | 11300 | 0 | 0 | 0 | 0 | 0 | 0 | 0 | 0 | 0 | 0 | 2017-12-01 | 1900-01-01 | 8 | [8 empty] | OT |  |  |  | 0 | 0 | [12 empty] | admin | 2024-12-12 14:25 |  | STIHLER | ASTOFLOW PLUS ECO | E01429 | OPERATION THEATRE |  |  | 1 | B | 1 |  | GEMILANG ASIA TECHNOLOGY | GEMILANG ASIA TECHNOLOGY | STOR 1255909(FA) | GERMANY |  | GEMILANG ASIA TECHNOLOGY |  |  | 0 | 0 | 0 | 0 |  |  |  |  | 2015-12-22 | KPJ Ipoh Specialist Hospital | 2 | bar: APR; OCT
412 | H07B100412 | H07B100412 | 10447 | BEMS | B | - | ACT | C | H07 | BEMS | BLOOD WARMER | BLOOD WARMER | BA | OT | L01 | ISH/BE/01325 | 0 |  | 0 | HOSPITAL | 11300 | 0 | 0 | 0 | 0 | 0 | 0 | 0 | 0 | 0 | 0 | 2017-12-01 | 1900-01-01 | 8 | [8 empty] | OT |  |  |  | 0 | 0 | [12 empty] | admin | 2024-12-12 14:25 |  | STIHLER | ASTOFLOW PLUS ECO | E01430 | OPERATION THEATRE |  |  | 1 | B | 1 |  | GEMILANG ASIA TECHNOLOGY | GEMILANG ASIA TECHNOLOGY | STOR 1255909(FA) | GERMANY |  | GEMILANG ASIA TECHNOLOGY |  |  | 0 | 0 | 0 | 0 |  |  |  |  | 2015-12-22 | KPJ Ipoh Specialist Hospital | 2 | bar: APR; OCT
413 | H07B100413 | H07B100413 | 10447 | BEMS | B | - | ACT | C | H07 | BEMS | BLOOD WARMER | BLOOD WARMER | BA | OT | L01 | ISH/BE/01493 | 0 |  | 0 | HOSPITAL | 11300 | 0 | 0 | 0 | 0 | 0 | 0 | 0 | 0 | 0 | 0 | 2018-11-01 | 1900-01-01 | 8 | [8 empty] | OT |  |  |  | 0 | 0 | [12 empty] | admin | 2024-12-12 14:25 |  | STIHLER | ASTOFLOW PLUS ECO | E02087 | OPERATION THEATRE |  |  | 1 | B | 1 |  | GEMILANG ASIA TECHNOLOGY | GEMILANG ASIA TECHNOLOGY | STOR 136798(FA) | GERMANY |  | GEMILANG ASIA TECHNOLOGY |  |  | 0 | 0 | 0 | 0 |  |  |  |  | 2016-11-02 | KPJ Ipoh Specialist Hospital | 2 | bar: APR; OCT
414 | H07B100414 | H07B100414 | 10447 | BEMS | B | - | ACT | C | H07 | BEMS | BLOOD WARMER | BLOOD WARMER | BA | OT | L01 | ISH/BE/01494 | 0 |  | 0 | HOSPITAL | 11300 | 0 | 0 | 0 | 0 | 0 | 0 | 0 | 0 | 0 | 0 | 2018-11-01 | 1900-01-01 | 8 | [8 empty] | OT |  |  |  | 0 | 0 | [12 empty] | admin | 2024-12-12 14:25 |  | STIHLER | ASTOFLOW PLUS ECO | E02088 | OPERATION THEATRE |  |  | 1 | B | 1 |  | GEMILANG ASIA TECHNOLOGY | GEMILANG ASIA TECHNOLOGY | STOR 136798(FA) | GERMANY |  | GEMILANG ASIA TECHNOLOGY |  |  | 0 | 0 | 0 | 0 |  |  |  |  | 2016-11-02 | KPJ Ipoh Specialist Hospital | 2 | bar: APR; OCT
415 | H07B100415 | H07B100415 | 15076 | BEMS | B | - | ACT | C | H07 | BEMS | VIDEO LARYNGOSCOPE | VIDEO LARYNGOSCOPE | BA | OT | L01 | ISH/BE/01410 | 0 |  | 0 | HOSPITAL | 90692.7 | 0 | 0 | 0 | 0 | 0 | 0 | 0 | 0 | 0 | 0 | 2017-05-01 | 1900-01-01 | 8 | [8 empty] | OT |  |  |  | 0 | 0 | [12 empty] | admin | 2024-12-12 14:25 |  | KARL STORZ | C-MAC 8403 ZX | YU 7463 | OPERATION THEATRE |  |  | 1 | B | 1 |  | SUP100049 | UMMI SURGICAL SDN BHD | STOR 130573 (FA) | GERMANY |  | UMMI SURGICAL SDN BHD |  |  | 0 | 0 | 0 | 0 |  |  |  |  | 2016-05-23 | KPJ Ipoh Specialist Hospital | 2 | bar: MAR; SEP
416 | H07B100416 | H07B100416 | 17203 | BEMS | B | - | ACT | C | H07 | BEMS | ULTRASOUND SYSTEM | ULTRASOUND SYSTEM | BA | OT | L01 | ISH/BE/01491 | 0 |  | 0 | HOSPITAL | 212000 | 0 | 0 | 0 | 0 | 0 | 0 | 0 | 0 | 0 | 0 | 2017-10-01 | 1900-01-01 | 8 | [8 empty] | OT |  |  |  | 0 | 0 | [12 empty] | admin | 2024-12-12 14:25 |  | BK MEDICAL | FLEX FOCUS 700 | 1907506 | OPERATION THEATRE |  |  | 1 | B | 1 |  | SUP100019 | MEDI-LIFE (M) SDN BHD | STOR 135598(FA) | GERMANY |  | MEDI-LIFE (M) SDN BHD |  |  | 0 | 0 | 0 | 0 |  |  |  |  | 2016-10-10 | KPJ Ipoh Specialist Hospital | 2 | bar: APR; OCT
417 | H07B100417 | H07B100417 | - | BEMS | B | - | ACT | C | H07 | BEMS | AUTOCLAVE | AUTOCLAVE | BA | OT CSSD | L01 | ISH/BE/01509 | 0 |  | 0 | HOSPITAL | 350000 | 0 | 0 | 0 | 0 | 0 | 0 | 0 | 0 | 0 | 0 | 2020-02-01 | 1900-01-01 | 7 | [8 empty] | OT CSSD |  |  |  | 0 | 0 | [12 empty] | admin | 2024-12-12 14:25 |  | STERRAD | 100NX | 1043160460 |  |  |  | 1 | B | 1 |  | JOHNSON&JOHNSON (M) SDN BHD | JOHNSON&JOHNSON (M) SDN BHD | STOR 138147 (FA) | USA |  | RAPHA MEDICAL SDN BHD |  |  | 0 | 0 | 0 | 0 |  |  |  |  | 2017-02-06 | KPJ Ipoh Specialist Hospital | 2 | bar: JUN; DEC
418 | H07B100418 | H07B100418 | 16942 | BEMS | B | - | ACT | C | H07 | BEMS | SURGICAL CO2 LASER | SURGICAL CO2 LASER | BA | OT | L01 | ISH/BE/01517 | 0 |  | 0 | HOSPITAL | 29000 | 0 | 0 | 0 | 0 | 0 | 0 | 0 | 0 | 0 | 0 | 2017-11-01 | 1900-01-01 | 7 | [8 empty] | OT |  |  |  | 0 | 0 | [12 empty] | admin | 2024-12-12 14:25 |  | UTI | 1000 NAIN | 4976 | OPERATION THEATRE |  |  | 1 | B | 1 |  | JOVIN MEDIC TRADING | JOVIN MEDIC TRADING | STOR 143046 (FA) | KOREA |  | JOVIN MEDIC TRADING |  |  | 0 | 0 | 0 | 0 |  |  |  |  | 2017-05-05 | KPJ Ipoh Specialist Hospital | 1 | bar: APR
419 | H07B100419 | H07B100419 | 17954 | BEMS | B | - | ACT | C | H07 | BEMS | ELECTRICAL POWER DRILL | ELECTRICAL POWER DRILL | BA | OT | L01 | ISH/BE/01567 | 0 |  | 0 | HOSPITAL | 89187.84 | 0 | 0 | 0 | 0 | 0 | 0 | 0 | 0 | 0 | 0 | 2020-02-01 | 1900-01-01 | 6 | [8 empty] | OT |  |  |  | 0 | 0 | [12 empty] | admin | 2024-12-12 14:25 |  | SYNTHES | COLIBRI II | 10473 | OPERATION THEATRE |  |  | 1 | B | 1 |  | JOHNSON&JOHNSON (M) SDN BHD | JOHNSON&JOHNSON (M) SDN BHD | STOR 154291 (FA) | SWITZERLAND |  | BEMS ISH |  |  | 0 | 0 | 0 | 0 |  |  |  |  | 2018-02-22 | KPJ Ipoh Specialist Hospital | 1 | bar: APR
420 | H07B100420 | H07B100420 | 17144 | BEMS | B | - | ACT | C | H07 | BEMS | CYCTOSCOPE | CYCTOSCOPE | BA | OT | L01 | ISH/BE/01554 | 0 |  | 0 | HOSPITAL | 33900 | 0 | 0 | 0 | 0 | 0 | 0 | 0 | 0 | 0 | 0 | 2018-11-01 | 1900-01-01 | 7 | [8 empty] | OT |  |  |  | 0 | 0 | [12 empty] | admin | 2024-12-12 14:25 |  | OLYMPUS | CYF-V2 | 2922144 | OPERATION THEATRE |  |  | 1 | B | 1 |  | JIMHANS MEDICAL SDN BHD | JIMHANS MEDICAL SDN BHD | STOR 149569 (FA) | JAPAN |  | BEMS ISH |  |  | 0 | 0 | 0 | 0 |  |  |  |  | 2017-11-27 | KPJ Ipoh Specialist Hospital | 1 | bar: APR
421 | H07B100421 | H07B100421 | 17954 | BEMS | B | - | ACT | C | H07 | BEMS | ELECTRICAL POWER DRILL | ELECTRICAL POWER DRILL | BA | OT | L01 | ISH/BE/01574 | 0 |  | 0 | HOSPITAL | 38895 | 0 | 0 | 0 | 0 | 0 | 0 | 0 | 0 | 0 | 0 | 2020-07-01 | 1900-01-01 | 6 | [8 empty] | OT |  |  |  | 0 | 0 | [12 empty] | admin | 2024-12-12 14:25 |  | SYNTHES | COLIBRI II | 11466 | OPERATION THEATRE |  |  | 1 | B | 1 |  | JOHNSON&JOHNSON (M) SDN BHD | JOHNSON&JOHNSON (M) SDN BHD |  | SWITZERLAND |  | BEMS ISH |  |  | 0 | 0 | 0 | 0 |  |  |  |  | 2018-07-13 | KPJ Ipoh Specialist Hospital | 1 | bar: APR
422 | H07B100422 | H07B100422 | 16944 | BEMS | B | - | ACT | C | H07 | BEMS | PHACO MACHINE | PHACO MACHINE | BA | OT | L01 | ISH/BE/01598 | 0 |  | 0 | HOSPITAL | 500000 | 0 | 0 | 0 | 0 | 0 | 0 | 0 | 0 | 0 | 0 | 2016-01-01 | 1900-01-01 | 10 | [8 empty] | OT |  |  |  | 0 | 0 | [12 empty] | admin | 2024-12-12 14:25 |  | ALCON | CONSTELLATION | 1401867401X | OPERATION THEATRE |  |  | 1 | B | 1 |  | ALCON LABORATORY SDN BHD | ALCON LABORATORY SDN BHD |  | USA |  | ALCON LABORATORY SDN BHD |  |  | 0 | 0 | 0 | 0 |  |  |  |  | 2014-01-01 | KPJ Ipoh Specialist Hospital | 2 | bar: JAN; JUL
423 | H07B100423 | H07B100423 | 18049 | BEMS | B | - | ACT | C | H07 | BEMS | BONE SCALPEL ULTRASOUND SYSTEM | BONE SCALPEL ULTRASOUND SYSTEM | BA | OT | L01 | ISH/BE/01610 | 0 |  | 0 | HOSPITAL | 230000 | 0 | 0 | 0 | 0 | 0 | 0 | 0 | 0 | 0 | 0 | 2022-03-01 | 1900-01-01 | 4 | [8 empty] | OT |  |  |  | 0 | 0 | [12 empty] | admin | 2024-12-12 14:25 |  | MISONIX | BONESCALPEL | bc-1126-2015 | OPERATION THEATRE |  |  | 1 | B | 1 |  | HUMEDICAL SDN BHD | HUMEDICAL SDN BHD | STOR178980 | USA |  | HUMEDICAL (M) SDN BHD |  |  | 0 | 0 | 0 | 0 |  |  |  |  | 2020-02-03 | KPJ Ipoh Specialist Hospital | 1 | bar: APR
424 | H07B100424 | H07B100424 | - | BEMS | B | - | ACT | C | H07 | BEMS | CORE 2 POWERED INSTRUMENTS DRIVER | CORE 2 POWERED INSTRUMENTS DRIVER | BA | OT | L01 | ISH/BE/01687 | 0 |  | 0 | HOSPITAL | 36000 | 0 | 0 | 0 | 0 | 0 | 0 | 0 | 0 | 0 | 0 | 2022-07-23 | 1900-01-01 | 2 | [8 empty] | OT |  |  |  | 0 | 0 | [12 empty] | admin | 2024-12-12 14:25 |  | STRYKER | 5400-052-000 | 2214300359 | OPERATION THEATRE |  |  | 1 | B | 1 |  | STRYKER CORPORATION (M) SDN BHD | STRYKER CORPORATION (M) SDN BHD | STOR198244 | USA |  | STRYKER CORPORATION (M) SDN BHD |  |  | 0 | 0 | 0 | 0 |  |  |  |  | 2022-06-07 | KPJ Ipoh Specialist Hospital | 2 | bar: JAN; JUL
425 | H07B100425 | H07B100425 | 10414 | BEMS | B | - | ACT | C | H07 | BEMS | WARMING SYSTEM | WARMING SYSTEM | BA | OT | L01 | ISH/BE/01704 | 0 |  | 0 | HOSPITAL | 8500 | 0 | 0 | 0 | 0 | 0 | 0 | 0 | 0 | 0 | 0 | 2023-08-17 | 1900-01-01 | 2 | [8 empty] | OT |  |  |  | 0 | 0 | [12 empty] | admin | 2024-12-12 14:25 |  | CSZ | WARM AIR 135 | 222-13518261 | OPERATION THEATRE |  |  | 1 | B | 1 |  | SUP100016 | INSAN BAKTI SDN BHD | STOR204568 | USA |  | INSAN BAKTI SDN BHD |  |  | 0 | 0 | 0 | 0 |  |  |  |  | 2022-08-18 | KPJ Ipoh Specialist Hospital | 1 | bar: JUN
426 | H07B100426 | H07B100426 | 10414 | BEMS | B | - | ACT | C | H07 | BEMS | WARMING SYSTEM | WARMING SYSTEM | BA | OT | L01 | ISH/BE/01705 | 0 |  | 0 | HOSPITAL | 8500 | 0 | 0 | 0 | 0 | 0 | 0 | 0 | 0 | 0 | 0 | 2023-08-17 | 1900-01-01 | 2 | [8 empty] | OT |  |  |  | 0 | 0 | [12 empty] | admin | 2024-12-12 14:25 |  | CSZ | WARM AIR 135 | 222-13518318 | OPERATION THEATRE |  |  | 1 | B | 1 |  | SUP100016 | INSAN BAKTI SDN BHD | STOR204568 | USA |  | INSAN BAKTI SDN BHD |  |  | 0 | 0 | 0 | 0 |  |  |  |  | 2022-08-19 | KPJ Ipoh Specialist Hospital | 1 | bar: AUG
427 | H07B100427 | H07B100427 | 10414 | BEMS | B | - | ACT | C | H07 | BEMS | WARMING SYSTEM | WARMING SYSTEM | BA | OT | L01 | ISH/BE/01706 | 0 |  | 0 | HOSPITAL | 8500 | 0 | 0 | 0 | 0 | 0 | 0 | 0 | 0 | 0 | 0 | 2023-08-17 | 1900-01-01 | 2 | [8 empty] | OT |  |  |  | 0 | 0 | [12 empty] | admin | 2024-12-12 14:25 |  | CSZ | WARM AIR 135 | 222-13518322 | OPERATION THEATRE |  |  | 1 | B | 1 |  | SUP100016 | INSAN BAKTI SDN BHD | STOR204568 | USA |  | INSAN BAKTI SDN BHD |  |  | 0 | 0 | 0 | 0 |  |  |  |  | 2022-08-20 | KPJ Ipoh Specialist Hospital | 1 | bar: AUG
428 | H07B100428 | H07B100428 | 13217 | BEMS | B | - | ACT | C | H07 | BEMS | SYRINGE PUMP | SYRINGE PUMP | BA | OT | L01 | ISH/BE/01715 | 0 |  | 0 | HOSPITAL | 3450 | 0 | 0 | 0 | 0 | 0 | 0 | 0 | 0 | 0 | 0 | 2024-08-01 | 1900-01-01 | 2 | [8 empty] | OT |  |  |  | 0 | 0 | [12 empty] | admin | 2024-12-12 14:25 |  | TERUMO | TE*SS730N02 | 2109012246 | OPERATION THEATRE |  |  | 1 | B | 1 |  | SUMMIT COMPANY (M) SDN BHD | SUMMIT COMPANY (M) SDN BHD | STOR 204569 | JAPAN |  | SUMMIT COMPANY (MALAYSIA) SDN BHD |  |  | 0 | 0 | 0 | 0 |  |  |  |  | 2022-08-30 | KPJ Ipoh Specialist Hospital | 2 | bar: JAN; JUL
429 | H07B100429 | H07B100429 | 18076 | BEMS | B | - | ACT | C | H07 | BEMS | OXYGEN BLENDER | OXYGEN BLENDER | BA | OT | L01 | ISH/BE/01732 | 0 |  | 0 | HOSPITAL | 6894 | 0 | 0 | 0 | 0 | 0 | 0 | 0 | 0 | 0 | 0 | 2023-12-01 | 1900-01-01 | 2 | [8 empty] | OT |  |  |  | 0 | 0 | [12 empty] | admin | 2024-12-12 14:25 |  | BIOMED DEVICES | BLENDER O2 | BX2256998 | OPERATION THEATRE |  |  | 1 | B | 1 |  | SUP100023 | DAYA CERGAS (M) SDN BHD | STOR 208162 (FA) | USA |  | DAYA CERGAS (M) SDN BHD |  |  | 0 | 0 | 0 | 0 |  |  |  |  | 2022-01-12 | KPJ Ipoh Specialist Hospital | 1 | bar: DEC
430 | H07B100430 | H07B100430 | 12647 | BEMS | B | - | ACT | C | H07 | BEMS | PATIENT MONITOR | PATIENT MONITOR | BA | OT | L01 | ISH/BE/01742 | 0 |  | 0 | HOSPITAL | 14000 | 0 | 0 | 0 | 0 | 0 | 0 | 0 | 0 | 0 | 0 | 2025-12-01 | 1900-01-01 | 2 | [8 empty] | OT |  |  |  | 0 | 0 | [12 empty] | admin | 2024-12-12 14:25 |  | MINDRAY | M1K7B-CTO-S01 (UMEC15) | KR-1A006814 | OPERATION THEATRE |  |  | 1 | B | 1 |  | SCHMIDT BIOMED TECH SDN BHD | SCHMIDT BIOMED TECH SDN BHD | STOR 207470 | CHINA |  | SCHMIDT BIOMEDTECH SDN BHD |  |  | 0 | 0 | 0 | 0 |  |  |  |  | 2022-12-22 | KPJ Ipoh Specialist Hospital | 2 | bar: JUN; DEC
431 | H07B100431 | H07B100431 | 12647 | BEMS | B | - | ACT | C | H07 | BEMS | PATIENT MONITOR | PATIENT MONITOR | BA | OT | L01 | ISH/BE/01743 | 0 |  | 0 | HOSPITAL | 14000 | 0 | 0 | 0 | 0 | 0 | 0 | 0 | 0 | 0 | 0 | 2025-12-01 | 1900-01-01 | 2 | [8 empty] | OT |  |  |  | 0 | 0 | [12 empty] | admin | 2024-12-12 14:25 |  | MINDRAY | M1K7B-CTO-S01 (UMEC15) | KR-1A006815 | OPERATION THEATRE |  |  | 1 | B | 1 |  | SCHMIDT BIOMED TECH SDN BHD | SCHMIDT BIOMED TECH SDN BHD | STOR 208156 | CHINA |  | SCHMIDT BIOMEDTECH SDN BHD |  |  | 0 | 0 | 0 | 0 |  |  |  |  | 2022-12-22 | KPJ Ipoh Specialist Hospital | 2 | bar: JUN; DEC
432 | H07B100432 | H07B100432 | 12647 | BEMS | B | - | ACT | C | H07 | BEMS | PATIENT MONITOR | PATIENT MONITOR | BA | OT | L01 | ISH/BE/01744 | 0 |  | 0 | HOSPITAL | 14000 | 0 | 0 | 0 | 0 | 0 | 0 | 0 | 0 | 0 | 0 | 2025-12-01 | 1900-01-01 | 2 | [8 empty] | OT |  |  |  | 0 | 0 | [12 empty] | admin | 2024-12-12 14:25 |  | MINDRAY | M1K7B-CTO-S01 (UMEC15) | KR-1A006816 | OPERATION THEATRE |  |  | 1 | B | 1 |  | SCHMIDT BIOMED TECH SDN BHD | SCHMIDT BIOMED TECH SDN BHD | STOR 208305 | CHINA |  | SCHMIDT BIOMEDTECH SDN BHD |  |  | 0 | 0 | 0 | 0 |  |  |  |  | 2022-12-22 | KPJ Ipoh Specialist Hospital | 2 | bar: JUN; DEC
433 | H07B100433 | H07B100433 | 10969 | BEMS | B | - | ACT | C | H07 | BEMS | DVT PUMP | DVT PUMP | BA | OT | L01 | ISH/BE/01745 | 0 |  | 0 | HOSPITAL | 8000 | 0 | 0 | 0 | 0 | 0 | 0 | 0 | 0 | 0 | 0 | 2024-12-01 | 1900-01-01 | 2 | [8 empty] | OT |  |  |  | 0 | 0 | [12 empty] | admin | 2024-12-12 14:25 |  | COVIDIEN LLC | KENDALL SCD 700 | V2202198SX | OPERATION THEATRE |  |  | 1 | B | 1 |  | ATALIS HEALTHCARE SDN BHD | ATALIS HEALTHCARE SDN BHD | STOR 206748 | USA |  | SCHMIDT BIOMEDTECH SDN BHD |  |  | 0 | 0 | 0 | 0 |  |  |  |  | 2022-12-23 | KPJ Ipoh Specialist Hospital | 1 | bar: DEC
434 | H07B100434 | H07B100434 | 10969 | BEMS | B | - | ACT | C | H07 | BEMS | DVT PUMP | DVT PUMP | BA | OT | L01 | ISH/BE/01746 | 0 |  | 0 | HOSPITAL | 8000 | 0 | 0 | 0 | 0 | 0 | 0 | 0 | 0 | 0 | 0 | 2024-12-01 | 1900-01-01 | 2 | [8 empty] | OT |  |  |  | 0 | 0 | [12 empty] | admin | 2024-12-12 14:25 |  | COVIDIEN LLC | KENDALL SCD 700 | V2202206SX | OPERATION THEATRE |  |  | 1 | B | 1 |  | ATALIS HEALTHCARE SDN BHD | ATALIS HEALTHCARE SDN BHD | STOR 206748 | USA |  | SCHMIDT BIOMEDTECH SDN BHD |  |  | 0 | 0 | 0 | 0 |  |  |  |  | 2022-12-23 | KPJ Ipoh Specialist Hospital | 1 | bar: DEC
435 | H07B100435 | H07B100435 | - | BEMS | B | - | ACT | C | H07 | BEMS | AUTOCLAVE | AUTOCLAVE | BA | OT CSSD | L01 | ISH/BE/01751 | 0 |  | 0 | HOSPITAL | 18900 | 0 | 0 | 0 | 0 | 0 | 0 | 0 | 0 | 0 | 0 | 2024-01-03 | 1900-01-01 | 1 | [8 empty] | OT CSSD |  |  |  | 0 | 0 | [12 empty] | admin | 2024-12-12 14:25 |  | DENTAL X | AQUARIUS 300B (18L) | AB009171 |  |  |  | 1 | B | 1 |  | ANTAH SRI RADIN SDN BHD | ANTAH SRI RADIN SDN BHD | STOR 206815 | ITALY |  | ANTAH SRI RADIN SDN BHD |  |  | 0 | 0 | 0 | 0 |  |  |  |  | 2023-01-04 | KPJ Ipoh Specialist Hospital | 2 | bar: JAN; JUL
436 | H07B100436 | H07B100436 | 12647 | BEMS | B | - | ACT | C | H07 | BEMS | PATIENT MONITOR | PATIENT MONITOR | BA | OT | L01 | ISH/BE/01755 | 0 |  | 0 | HOSPITAL | 13500 | 0 | 0 | 0 | 0 | 0 | 0 | 0 | 0 | 0 | 0 | 2025-12-01 | 1900-01-01 | 1 | [8 empty] | OT |  |  |  | 0 | 0 | [12 empty] | admin | 2024-12-12 14:25 |  | MINDRAY | M1K7B-CTO-S01 (UMEC15) | KR-1A006822 | OPERATION THEATRE |  |  | 1 | B | 1 |  | SCHMIDT BIOMED TECH SDN BHD | SCHMIDT BIOMED TECH SDN BHD | STOR 208934 | CHINA |  | SCHMIDT BIOMEDTECH SDN BHD |  |  | 0 | 0 | 0 | 0 |  |  |  |  | 2023-01-18 | KPJ Ipoh Specialist Hospital | 2 | bar: JAN; JUL
437 | H07B100437 | H07B100437 | 12647 | BEMS | B | - | ACT | C | H07 | BEMS | PATIENT MONITOR | PATIENT MONITOR | BA | OT | L01 | ISH/BE/01756 | 0 |  | 0 | HOSPITAL | 13500 | 0 | 0 | 0 | 0 | 0 | 0 | 0 | 0 | 0 | 0 | 2025-12-01 | 1900-01-01 | 1 | [8 empty] | OT |  |  |  | 0 | 0 | [12 empty] | admin | 2024-12-12 14:25 |  | MINDRAY | M1K7B-CTO-S01 (UMEC15) | KR-1A006817 | OPERATION THEATRE |  |  | 1 | B | 1 |  | SCHMIDT BIOMED TECH SDN BHD | SCHMIDT BIOMED TECH SDN BHD | STOR 208934 | CHINA |  | SCHMIDT BIOMEDTECH SDN BHD |  |  | 0 | 0 | 0 | 0 |  |  |  |  | 2023-01-18 | KPJ Ipoh Specialist Hospital | 2 | bar: JAN; JUL
438 | H07B100438 | H07B100438 | 12647 | BEMS | B | - | ACT | C | H07 | BEMS | PATIENT MONITOR | PATIENT MONITOR | BA | OT | L01 | ISH/BE/01757 | 0 |  | 0 | HOSPITAL | 13500 | 0 | 0 | 0 | 0 | 0 | 0 | 0 | 0 | 0 | 0 | 2025-12-01 | 1900-01-01 | 1 | [8 empty] | OT |  |  |  | 0 | 0 | [12 empty] | admin | 2024-12-12 14:25 |  | MINDRAY | M1K7B-CTO-S01 (UMEC15) | KR-1A006819 | OPERATION THEATRE |  |  | 1 | B | 1 |  | SCHMIDT BIOMED TECH SDN BHD | SCHMIDT BIOMED TECH SDN BHD | STOR 208934 | CHINA |  | SCHMIDT BIOMEDTECH SDN BHD |  |  | 0 | 0 | 0 | 0 |  |  |  |  | 2023-01-18 | KPJ Ipoh Specialist Hospital | 2 | bar: JAN; JUL
439 | H07B100439 | H07B100439 | 12340 | BEMS | B | - | ACT | C | H07 | BEMS | LIGHT SOURCE | LIGHT SOURCE | BA | OT | L01 | ISH/BE/01758 | 0 |  | 0 | HOSPITAL | 31040 | 0 | 0 | 0 | 0 | 0 | 0 | 0 | 0 | 0 | 0 |  | 1900-01-01 | 1 | [8 empty] | OT |  |  |  | 0 | 0 | [12 empty] | admin | 2024-12-12 14:25 |  | SUNOPTICS LLC | LED 4000 | 22126122 | OPERATION THEATRE |  |  | 1 | B | 1 |  | HUMEDICAL (M) SDN BHD | HUMEDICAL (M) SDN BHD | STOR 207434 | USA |  | HUMEDICAL (M) SDN BHD |  |  | 0 | 0 | 0 | 0 |  |  |  |  | 2023-01-31 | KPJ Ipoh Specialist Hospital | 2 | bar: JAN; JUL
440 | H07B100440 | H07B100440 | 13931 | BEMS | B | - | ACT | C | H07 | BEMS | SYRINGE PUMP TCI | SYRINGE PUMP TCI | BA | OT | L01 | ISH/BE/01770 | 0 |  | 0 | HOSPITAL | 9800 | 0 | 0 | 0 | 0 | 0 | 0 | 0 | 0 | 0 | 0 |  | 1900-01-01 | 1 | [8 empty] | OT |  |  |  | 0 | 0 | [12 empty] | admin | 2024-12-12 14:25 |  | MEDCAPTAIN | HP TCI | 6002211000177 | OPERATION THEATRE |  |  | 1 | B | 1 |  | ONEHEART MEDIC SDN BHD | ONEHEART MEDIC SDN BHD | STOR 208792 | CHINA |  | ONEHEART MEDIC SDN BHD |  |  | 0 | 0 | 0 | 0 |  |  |  |  | 2023-03-14 | KPJ Ipoh Specialist Hospital | 1 | bar: MAR
441 | H07B100441 | H07B100441 | 13931 | BEMS | B | - | ACT | C | H07 | BEMS | SYRINGE PUMP TCI | SYRINGE PUMP TCI | BA | OT | L01 | ISH/BE/01771 | 0 |  | 0 | HOSPITAL | 9800 | 0 | 0 | 0 | 0 | 0 | 0 | 0 | 0 | 0 | 0 |  | 1900-01-01 | 1 | [8 empty] | OT |  |  |  | 0 | 0 | [12 empty] | admin | 2024-12-12 14:25 |  | MEDCAPTAIN | HP TCI | 6002211000175 | OPERATION THEATRE |  |  | 1 | B | 1 |  | ONEHEART MEDIC SDN BHD | ONEHEART MEDIC SDN BHD | STOR 208792 | CHINA |  | ONEHEART MEDIC SDN BHD |  |  | 0 | 0 | 0 | 0 |  |  |  |  | 2023-03-14 | KPJ Ipoh Specialist Hospital | 1 | bar: MAR
442 | H07B100442 | H07B100442 | 10540 | BEMS | B | - | ACT | C | H07 | BEMS | FLUID WARMING CABINET | FLUID WARMING CABINET | BA | OT | L01 | ISH/BE/01790 | 0 |  | 0 | HOSPITAL | 36000 | 0 | 0 | 0 | 0 | 0 | 0 | 0 | 0 | 0 | 0 |  | 1900-01-01 | 1 | [8 empty] | OT |  |  |  | 0 | 0 | [12 empty] | admin | 2024-12-12 14:25 |  | MALMET | F260FS FWFS | 00007128 | OPERATION THEATRE |  |  | 1 | B | 1 |  | ANTAH SRI RADIN SDN BHD | ANTAH SRI RADIN SDN BHD | STOR 206813 | AUSTRALIA |  | ANTAH SRI RADIN SDN BHD |  |  | 0 | 0 | 0 | 0 |  |  |  |  | 2023-03-30 | KPJ Ipoh Specialist Hospital | 1 | bar: MAR
443 | H07B100443 | H07B100443 | 17148 | BEMS | B | - | ACT | C | H07 | BEMS | OXIMETERS, PULSE | OXIMETERS, PULSE | BA | OT | L01 | ISH/BE/01792 | 0 |  | 0 | HOSPITAL | 8000 | 0 | 0 | 0 | 0 | 0 | 0 | 0 | 0 | 0 | 0 | 2025-04-10 | 1900-01-01 | 1 | [8 empty] | OT |  |  |  | 0 | 0 | [12 empty] | admin | 2024-12-12 14:25 |  | MASIMO | RADICAL7TM TOUCH SCREEN HANDHELD | 1000285622 (358994) | OPERATION THEATRE |  |  | 1 | B | 1 |  | HOSPIMETRIX SDN BHD | HOSPIMETRIX SDN BHD | STOR210855 | USA |  | HOSPIMETRIX SDN BHD |  |  | 0 | 0 | 0 | 0 |  |  |  |  | 2023-11-04 | KPJ Ipoh Specialist Hospital | 2 | bar: APR; OCT
444 | H07B100444 | H07B100444 | 13217 | BEMS | B | - | ACT | C | H07 | BEMS | SYRINGE PUMP | SYRINGE PUMP | BA | OT | L01 | ISH/BE/01832 | 0 |  | 0 | HOSPITAL | 3680 | 0 | 0 | 0 | 0 | 0 | 0 | 0 | 0 | 0 | 0 | 2025-02-05 | 1900-01-01 | 1 | [8 empty] | OT |  |  |  | 0 | 0 | [12 empty] | admin | 2024-12-12 14:25 |  | TERUMO | TE*SS730N02 | 2111012053 | OPERATION THEATRE |  |  | 1 | B | 1 |  | SUMMIT COMPANY (MALAYSIA) SDN BHD | SUMMIT COMPANY (MALAYSIA) SDN BHD | STOR 211747 | JAPAN |  | SUMMIT COMPANY (MALAYSIA) SDN BHD |  |  | 0 | 0 | 0 | 0 |  |  |  |  | 2023-03-05 | KPJ Ipoh Specialist Hospital | 2 | bar: MAY; NOV
445 | H07B100445 | H07B100445 | 16944 | BEMS | B | - | ACT | C | H07 | BEMS | PHACO MACHINE | PHACO MACHINE | BA | OT | L01 | ISH/BE/01865 | 0 |  | 0 | HOSPITAL | 481500 | 0 | 0 | 0 | 0 | 0 | 0 | 0 | 0 | 0 | 0 |  | 1900-01-01 | 1 | [8 empty] | OT |  |  |  | 0 | 0 | [12 empty] | admin | 2024-12-12 14:25 |  | ALCON | CONSTELLATION VISION SYSTEM | 2301313001X | OPERATION THEATRE |  |  | 1 | B | 1 |  | ALCON LABORATORY (M) SDN BHD | ALCON LABORATORY (M) SDN BHD | STOR 213242 | USA |  | ALCON LABORATORY SDN BHD |  |  | 0 | 0 | 0 | 0 |  |  |  |  | 2023-05-30 | KPJ Ipoh Specialist Hospital | 2 | bar: MAY; NOV
446 | H07B100446 | H07B100446 | 14074 | BEMS | B | - | ACT | C | H07 | BEMS | AUTOMATIC TOURNIQUET | AUTOMATIC TOURNIQUET | BA | OT | L01 | ISH/BE/01872 | 0 |  | 0 | HOSPITAL | 48000 | 0 | 0 | 0 | 0 | 0 | 0 | 0 | 0 | 0 | 0 |  | 1900-01-01 | 1 | [8 empty] | OT |  |  |  | 0 | 0 | [12 empty] | admin | 2024-12-12 14:25 |  | ZIMMER | ATS 4000 | 402303070016 | OPERATION THEATRE |  |  | 1 | B | 1 |  | ZIMMER MEDICAL (MALAYSIA) SDN BHD | ZIMMER MEDICAL (MALAYSIA) SDN BHD | STOR213248 | USA |  | ZIMMER MEDICAL (MALAYSIA) SDN BHD |  |  | 0 | 0 | 0 | 0 |  |  |  |  | 2023-06-23 | KPJ Ipoh Specialist Hospital | 2 | bar: JUN; DEC
447 | H07B100447 | H07B100447 | 15076 | BEMS | B | - | ACT | C | H07 | BEMS | VIDEO LARYNGOSCOPE | VIDEO LARYNGOSCOPE | BA | OT | L01 | ISH/BE/01875 | 0 |  | 0 | HOSPITAL | 0 | 0 | 0 | 0 | 0 | 0 | 0 | 0 | 0 | 0 | 0 |  | 1900-01-01 | 1 | [8 empty] | OT |  |  |  | 0 | 0 | [12 empty] | admin | 2024-12-12 14:25 |  | TIANJIN MEDAN MEDICAL COR | TIANJIN MEDAN | 220030 | OPERATION THEATRE |  |  | 1 | B | 1 |  | SUP100015 | RAPHA MEDICAL SDN BHD |  | CHINA |  | RAPHA MEDICAL SDN BHD |  |  | 0 | 0 | 0 | 0 |  |  |  |  | 2023-06-23 | KPJ Ipoh Specialist Hospital | 1 | bar: JUN
448 | H07B100448 | H07B100448 | 12539 | BEMS | B | - | ACT | C | H07 | BEMS | MICROSCOPE | MICROSCOPE | BA | OT | L01 | ISH/BE/01880 | 0 |  | 0 | HOSPITAL | 320000 | 0 | 0 | 0 | 0 | 0 | 0 | 0 | 0 | 0 | 0 | 2025-03-07 | 1900-01-01 | 1 | [8 empty] | OT |  |  |  | 0 | 0 | [12 empty] | admin | 2024-12-12 14:25 |  | CARL ZEISS | OPMI LUMERA T | 6629186810 | OPERATION THEATRE |  |  | 1 | B | 1 |  | SUP100007 | CARL ZEISS SDN BHD | STOR 208539 | GERMANY |  | CARL ZEISS SDN BHD |  |  | 0 | 0 | 0 | 0 |  |  |  |  | 2023-04-07 | KPJ Ipoh Specialist Hospital | 2 | bar: JAN; JUL
449 | H07B100449 | H07B100449 | 10134 | BEMS | B | - | ACT | C | H07 | BEMS | ANEASTHESIA UNITS | ANEASTHESIA UNITS | BA | OT | L01 | ISH/BE/01881 | 0 |  | 0 | HOSPITAL | 214918.73 | 0 | 0 | 0 | 0 | 0 | 0 | 0 | 0 | 0 | 0 |  | 1900-01-01 | 1 | [8 empty] | OT |  |  |  | 0 | 0 | [12 empty] | admin | 2024-12-12 14:25 |  | GE DATEX OHMEDA | AISYS CS2 | APWC00708 | OPERATION THEATRE |  |  | 1 | B | 1 |  | SUP100016 | INSAN BAKTI SDN BHD | STOR 208540 | GERMANY |  | INSAN BAKTI SDN BHD |  |  | 0 | 0 | 0 | 0 |  |  |  |  | 2023-07-07 | KPJ Ipoh Specialist Hospital | 2 | bar: MAR; SEP
450 | H07B100450 | H07B100450 | 10134 | BEMS | B | - | ACT | C | H07 | BEMS | ANEASTHESIA UNITS | ANEASTHESIA UNITS | BA | OT | L01 | ISH/BE/01882 | 0 |  | 0 | HOSPITAL | 214918.73 | 0 | 0 | 0 | 0 | 0 | 0 | 0 | 0 | 0 | 0 | 2025-06-07 | 1900-01-01 | 1 | [8 empty] | OT |  |  |  | 0 | 0 | [12 empty] | admin | 2024-12-12 14:25 |  | GE DATEX OHMEDA | AISYS CS2 | APWC00273 | OPERATION THEATRE |  |  | 1 | B | 1 |  | SUP100016 | INSAN BAKTI SDN BHD | STOR 208540 | GERMANY |  | INSAN BAKTI SDN BHD |  |  | 0 | 0 | 0 | 0 |  |  |  |  | 2023-07-07 | KPJ Ipoh Specialist Hospital | 2 | bar: JAN; JUL
451 | H07B100451 | H07B100451 | 12647 | BEMS | B | - | ACT | C | H07 | BEMS | PATIENT MONITORING SYSTEM | PATIENT MONITORING SYSTEM | BA | OT | L01 | ISH/BE/01883 | 0 |  | 0 | HOSPITAL | 64081.27 | 0 | 0 | 0 | 0 | 0 | 0 | 0 | 0 | 0 | 0 | 2025-06-07 | 1900-01-01 | 1 | [8 empty] | OT |  |  |  | 0 | 0 | [12 empty] | admin | 2024-12-12 14:25 |  | GE DATEX OHMEDA | B650 | STF23090002HA | OPERATION THEATRE |  |  | 1 | B | 1 |  | SUP100016 | INSAN BAKTI SDN BHD | STOR 208540 | GERMANY |  | INSAN BAKTI SDN BHD |  |  | 0 | 0 | 0 | 0 |  |  |  |  | 2023-07-07 | KPJ Ipoh Specialist Hospital | 2 | bar: JUN; DEC
452 | H07B100452 | H07B100452 | 12647 | BEMS | B | - | ACT | C | H07 | BEMS | PATIENT MONITORING SYSTEM | PATIENT MONITORING SYSTEM | BA | OT | L01 | ISH/BE/01884 | 0 |  | 0 | HOSPITAL | 64081.27 | 0 | 0 | 0 | 0 | 0 | 0 | 0 | 0 | 0 | 0 |  | 1900-01-01 | 1 | [8 empty] | OT |  |  |  | 0 | 0 | [12 empty] | admin | 2024-12-12 14:25 |  | GE DATEX OHMEDA | B650 | STF23090006HA | OPERATION THEATRE |  |  | 1 | B | 1 |  | SUP100016 | INSAN BAKTI SDN BHD | STOR 208540 | GERMANY |  | INSAN BAKTI SDN BHD |  |  | 0 | 0 | 0 | 0 |  |  |  |  | 2023-07-07 | KPJ Ipoh Specialist Hospital | 2 | bar: JUN; DEC
453 | H07B100453 | H07B100453 | 12647 | BEMS | B | - | ACT | C | H07 | BEMS | PATIENT MONITORING SYSTEM | PATIENT MONITORING SYSTEM | BA | OT | L01 | ISH/BE/01885 | 0 |  | 0 | HOSPITAL | 63240 | 0 | 0 | 0 | 0 | 0 | 0 | 0 | 0 | 0 | 0 | 2026-06-07 | 1900-01-01 | 1 | [8 empty] | OT |  |  |  | 0 | 0 | [12 empty] | admin | 2024-12-12 14:25 |  | GE DATEX OHMEDA | B650 | STF23090004HA | OPERATION THEATRE |  |  | 1 | B | 1 |  | SUP100016 | INSAN BAKTI SDN BHD | STOR 211264 | GERMANY |  | INSAN BAKTI SDN BHD |  |  | 0 | 0 | 0 | 0 |  |  |  |  | 2023-07-07 | KPJ Ipoh Specialist Hospital | 2 | bar: JUN; DEC
454 | H07B100454 | H07B100454 | 10208 | BEMS | B | - | ACT | C | H07 | BEMS | ASPIRATORS | ASPIRATORS | BA | OT | L01 | ISH/BE/01887 | 0 |  | 0 | HOSPITAL | 22500 | 0 | 0 | 0 | 0 | 0 | 0 | 0 | 0 | 0 | 0 | 2028-12-07 | 1900-01-01 | 1 | [8 empty] | OT |  |  |  | 0 | 0 | [12 empty] | admin | 2024-12-12 14:25 |  | MEDELA AG | MEDELA BASIC MOBILE | 2038969 | OPERATION THEATRE |  |  | 1 | B | 1 |  | SUP100026 | PRINCIP ENGINEERING | STOR 213246 | USA |  | PRINCIP ENGINEERING |  |  | 0 | 0 | 0 | 0 |  |  |  |  | 2023-07-13 | KPJ Ipoh Specialist Hospital | 1 | bar: JUL
455 | H07B100455 | H07B100455 | 12276 | BEMS | B | - | ACT | N | H07 | BEMS | EXAMINATION LIGHT | EXAMINATION LIGHT | BA | OT | L01 | ISH/BE/01889 | 0 |  | 0 | HOSPITAL | 0 | 0 | 0 | 0 | 0 | 0 | 0 | 0 | 0 | 0 | 0 | 2024-12-07 | 1900-01-01 | 1 | [8 empty] | OT |  |  |  | 0 | 0 | [12 empty] | admin | 2024-12-12 14:25 |  | JIANGSU KELING MEDICAL EQ | KL01L.IILED-I(AC/DC) | 060601173316 | OPERATION THEATRE |  |  | 1 | B | 1 |  | SUP100026 | PRINCIP ENGINEERING |  | CHINA |  | PRINCIP ENGINEERING |  |  | 0 | 0 | 0 | 0 |  |  |  |  | 2023-07-13 | KPJ Ipoh Specialist Hospital | 1 | bar: JUL
456 | H07B100456 | H07B100456 | 12276 | BEMS | B | - | ACT | N | H07 | BEMS | EXAMINATION LIGHT | EXAMINATION LIGHT | BA | OT | L01 | ISH/BE/01890 | 0 |  | 0 | HOSPITAL | 0 | 0 | 0 | 0 | 0 | 0 | 0 | 0 | 0 | 0 | 0 | 2024-12-07 | 1900-01-01 | 1 | [8 empty] | OT |  |  |  | 0 | 0 | [12 empty] | admin | 2024-12-12 14:25 |  | JIANGSU KELING MEDICAL EQ | KL01L.IILED-I(AC/DC) | 060601173318 | OPERATION THEATRE |  |  | 1 | B | 1 |  | SUP100026 | PRINCIP ENGINEERING |  | CHINA |  | PRINCIP ENGINEERING |  |  | 0 | 0 | 0 | 0 |  |  |  |  | 2023-07-13 | KPJ Ipoh Specialist Hospital | 1 | bar: JUL
457 | H07B100457 | H07B100457 | 10447 | BEMS | B | - | ACT | N | H07 | BEMS | BLOOD WARMER | BLOOD WARMER | BA | OT | L01 | ISH/BE/01901 | 0 |  | 0 | HOSPITAL | 0 | 0 | 0 | 0 | 0 | 0 | 0 | 0 | 0 | 0 | 0 |  | 1900-01-01 | 1 | [8 empty] | OT |  |  |  | 0 | 0 | [12 empty] | admin | 2024-12-12 14:25 |  | KEEWEL | FT1800 | 010022308005 | OPERATION THEATRE |  |  | 1 | B | 1 |  | SUP100016 | INSAN BAKTI SDN BHD |  | CHINA |  | INSAN BAKTI SDN BHD |  |  | 0 | 0 | 0 | 0 |  |  |  |  | 2023-07-27 | KPJ Ipoh Specialist Hospital | 1 | bar: JUL
458 | H07B100458 | H07B100458 | 10447 | BEMS | B | - | ACT | C | H07 | BEMS | BLOOD WARMER | BLOOD WARMER | BA | OT | L01 | ISH/BE/01902 | 0 |  | 0 | HOSPITAL | 0 | 0 | 0 | 0 | 0 | 0 | 0 | 0 | 0 | 0 | 0 |  | 1900-01-01 | 1 | [8 empty] | OT |  |  |  | 0 | 0 | [12 empty] | admin | 2024-12-12 14:25 |  | KEEWEL | FT1800 | EN12003028 | OPERATION THEATRE |  |  | 1 | B | 1 |  | SUP100016 | INSAN BAKTI SDN BHD |  | CHINA |  | INSAN BAKTI SDN BHD |  |  | 0 | 0 | 0 | 0 |  |  |  |  | 2023-07-27 | KPJ Ipoh Specialist Hospital | 1 | bar: JUL
459 | H07B100459 | H07B100459 | 10447 | BEMS | B | - | ACT | C | H07 | BEMS | BLOOD WARMER | BLOOD WARMER | BA | OT | L01 | ISH/BE/01909 | 0 |  | 0 | HOSPITAL | 15000 | 0 | 0 | 0 | 0 | 0 | 0 | 0 | 0 | 0 | 0 |  | 1900-01-01 | 1 | [8 empty] | OT |  |  |  | 0 | 0 | [12 empty] | admin | 2024-12-12 14:25 |  | STIHLER | ASTOFLOW PLUS ECO | E06489-1 | OPERATION THEATRE |  |  | 1 | B | 1 |  | GEMILANG ASIA TECHNOLOGY | GEMILANG ASIA TECHNOLOGY | STOR 215649 | GERMANY |  | GEMILANG ASIA TECHNOLOGY |  |  | 0 | 0 | 0 | 0 |  |  |  |  | 2023-08-17 | KPJ Ipoh Specialist Hospital | 2 | bar: FEB; AUG
460 | H07B100460 | H07B100460 | 10447 | BEMS | B | - | ACT | C | H07 | BEMS | BLOOD WARMER | BLOOD WARMER | BA | OT | L01 | ISH/BE/01910 | 0 |  | 0 | HOSPITAL | 15000 | 0 | 0 | 0 | 0 | 0 | 0 | 0 | 0 | 0 | 0 |  | 1900-01-01 | 1 | [8 empty] | OT |  |  |  | 0 | 0 | [12 empty] | admin | 2024-12-12 14:25 |  | STIHLER | ASTOFLOW PLUS ECO | E06548 | OPERATION THEATRE |  |  | 1 | B | 1 |  | GEMILANG ASIA TECHNOLOGY | GEMILANG ASIA TECHNOLOGY | STOR 215649 | GERMANY |  | GEMILANG ASIA TECHNOLOGY |  |  | 0 | 0 | 0 | 0 |  |  |  |  | 2023-08-17 | KPJ Ipoh Specialist Hospital | 2 | bar: FEB; AUG
461 | H07B100461 | H07B100461 | 13961 | BEMS | B | - | ACT | C | H07 | BEMS | OPERATING TABLE | OPERATING TABLE | BA | OT | L01 | ISH/BE/01911 | 0 |  | 0 | HOSPITAL | 266500 | 0 | 0 | 0 | 0 | 0 | 0 | 0 | 0 | 0 | 0 |  | 1900-01-01 | 1 | [8 empty] | OT |  |  |  | 0 | 0 | [12 empty] | admin | 2024-12-12 14:25 |  | SCHMITZ | DIAMOND 60 BLK (17060001) | 00118291 | OPERATION THEATRE |  |  | 1 | B | 1 |  | SCHMIDT BIOMED TECH SDN BHD | SCHMIDT BIOMED TECH SDN BHD | STOR 211270 | GERMANY |  | SCHMIDT BIOMEDTECH SDN BHD |  |  | 0 | 0 | 0 | 0 |  |  |  |  | 2023-08-22 | KPJ Ipoh Specialist Hospital | 1 | bar: AUG
462 | H07B100462 | H07B100462 | 13931 | BEMS | B | - | ACT | C | H07 | BEMS | SYRINGE PUMP, ANESTHESIA | SYRINGE PUMP, ANESTHESIA | BA | OT | L01 | ISH/BE/01912 | 0 |  | 0 | HOSPITAL | 8500 | 0 | 0 | 0 | 0 | 0 | 0 | 0 | 0 | 0 | 0 | 2025-08-23 | 1900-01-01 | 1 | [8 empty] | OT |  |  |  | 0 | 0 | [12 empty] | admin | 2024-12-12 14:25 |  | B.BRAUN | PERFUSOR SPACE | 696300 | OPERATION THEATRE |  |  | 1 | B | 1 |  | B.BRAUN MEDICAL SUPPLIES SDN BHD | B.BRAUN MEDICAL SUPPLIES SDN BHD | STOR 213081 | GERMANY |  | B.BRAUN MEDICAL SUPPLIES SDN BHD |  |  | 0 | 0 | 0 | 0 |  |  |  |  | 2023-08-25 | KPJ Ipoh Specialist Hospital | 1 | bar: AUG
463 | H07B100463 | H07B100463 | 15786 | BEMS | B | - | ACT | C | H07 | BEMS | SEALING MACHINE | SEALING MACHINE | BA | OT CSSD | L01 | ISH/BE/01913 | 0 |  | 0 | HOSPITAL | 12500 | 0 | 0 | 0 | 0 | 0 | 0 | 0 | 0 | 0 | 0 | 2024-12-09 | 1900-01-01 | 1 | [8 empty] | OT CSSD |  |  |  | 0 | 0 | [12 empty] | admin | 2024-12-12 14:25 |  | GANDUS | REBI PRT EVO | 0471 |  |  |  | 1 | B | 1 |  | AHTAH SRI RADIN SDN BHD | AHTAH SRI RADIN SDN BHD | STOR 206815 | ITALY |  | ANTAH SRI RADIN SDN BHD |  |  | 0 | 0 | 0 | 0 |  |  |  |  | 2023-09-13 | KPJ Ipoh Specialist Hospital | 1 | bar: SEP
464 | H07B100464 | H07B100464 | 16228 | BEMS | B | - | ACT | C | H07 | BEMS | LITHOCLAST | LITHOCLAST | BA | OT | L01 | ISH/BE/01914 | 0 |  | 0 | HOSPITAL | 235000 | 0 | 0 | 0 | 0 | 0 | 0 | 0 | 0 | 0 | 0 |  | 1900-01-01 | 1 | [8 empty] | OT |  |  |  | 0 | 0 | [12 empty] | admin | 2024-12-12 14:25 |  | EMS SWISS | LITHOCLAST MASTER | BC 03488 | OPERATION THEATRE |  |  | 1 | B | 1 |  | BH ENTERPRISE SDN BHD | BH ENTERPRISE SDN BHD | STOR 215128 | SWITZERLAND |  | BH ENTERPRISE SDN BHD |  |  | 0 | 0 | 0 | 0 |  |  |  |  | 2023-09-18 | KPJ Ipoh Specialist Hospital | 1 | bar: SEP
465 | H07B100465 | H07B100465 | 15969 | BEMS | B | - | ACT | C | H07 | BEMS | MONITOR 4K | MONITOR 4K | BA | OT | L01 | ISH/BE/01920 | 0 |  | 0 | HOSPITAL | 480000 | 0 | 0 | 0 | 0 | 0 | 0 | 0 | 0 | 0 | 0 |  | 1900-01-01 | 1 | [8 empty] | OT |  |  |  | 0 | 0 | [12 empty] | admin | 2024-12-12 14:25 |  | KARL STORZ | TM34® | 24085062 | OPERATION THEATRE |  |  | 1 | B | 1 |  | SUP100049 | UMMI SURGICAL SDN BHD | STOR 208510 | GERMANY |  | UMMI SURGICAL SDN BHD |  |  | 0 | 0 | 0 | 0 |  |  |  |  | 2023-09-20 | KPJ Ipoh Specialist Hospital | 2 | bar: MAR; SEP
466 | H07B100466 | H07B100466 | - | BEMS | B | - | ACT | C | H07 | BEMS | COLD LIGHT FOUNTAIN POWER LED 300 | COLD LIGHT FOUNTAIN POWER LED 300 | BA | OT | L01 | ISH/BE/01921 | 0 |  | 0 | HOSPITAL | 0 | 0 | 0 | 0 | 0 | 0 | 0 | 0 | 0 | 0 | 0 |  | 1900-01-01 | 1 | [8 empty] | OT |  |  |  | 0 | 0 | [12 empty] | admin | 2024-12-12 14:25 |  | KARL STORZ | TL300® | PM14948 | OPERATION THEATRE |  |  | 1 | B | 1 |  | SUP100049 | UMMI SURGICAL SDN BHD | STOR 208510 | GERMANY |  | UMMI SURGICAL SDN BHD |  |  | 0 | 0 | 0 | 0 |  |  |  |  | 2023-09-20 | KPJ Ipoh Specialist Hospital | 2 | bar: MAR; SEP
467 | H07B100467 | H07B100467 | 18037 | BEMS | B | - | ACT | C | H07 | BEMS | IMAGE 1 S CONNECT II | IMAGE 1 S CONNECT II | BA | OT | L01 | ISH/BE/01922 | 0 |  | 0 | HOSPITAL | 0 | 0 | 0 | 0 | 0 | 0 | 0 | 0 | 0 | 0 | 0 |  | 1900-01-01 | 1 | [8 empty] | OT |  |  |  | 0 | 0 | [12 empty] | admin | 2024-12-12 14:25 |  | KARL STORZ | TC201EN® | TM884375-P | OPERATION THEATRE |  |  | 1 | B | 1 |  | SUP100049 | UMMI SURGICAL SDN BHD | STOR 208510 | GERMANY |  | UMMI SURGICAL SDN BHD |  |  | 0 | 0 | 0 | 0 |  |  |  |  | 2023-09-20 | KPJ Ipoh Specialist Hospital | 2 | bar: MAR; SEP
468 | H07B100468 | H07B100468 | 18037 | BEMS | B | - | ACT | C | H07 | BEMS | IMAGE 1 S 4U-LINK | IMAGE 1 S 4U-LINK | BA | OT | L01 | ISH/BE/01923 | 0 |  | 0 | HOSPITAL | 0 | 0 | 0 | 0 | 0 | 0 | 0 | 0 | 0 | 0 | 0 |  | 1900-01-01 | 1 | [8 empty] | OT |  |  |  | 0 | 0 | [12 empty] | admin | 2024-12-12 14:25 |  | KARL STORZ | TC304 | RM878526-P | OPERATION THEATRE |  |  | 1 | B | 1 |  | SUP100049 | UMMI SURGICAL SDN BHD | STOR 208510 | GERMANY |  | UMMI SURGICAL SDN BHD |  |  | 0 | 0 | 0 | 0 |  |  |  |  | 2023-09-20 | KPJ Ipoh Specialist Hospital | 2 | bar: MAR; SEP
469 | H07B100469 | H07B100469 | - | BEMS | B | - | ACT | C | H07 | BEMS | ENDOFLATOR® 40 | ENDOFLATOR® 40 | BA | OT | L01 | ISH/BE/01924 | 0 |  | 0 | HOSPITAL | 0 | 0 | 0 | 0 | 0 | 0 | 0 | 0 | 0 | 0 | 0 |  | 1900-01-01 | 1 | [8 empty] | OT |  |  |  | 0 | 0 | [12 empty] | admin | 2024-12-12 14:25 |  | KARL STORZ | UI400® | PM12422 | OPERATION THEATRE |  |  | 1 | B | 1 |  | SUP100049 | UMMI SURGICAL SDN BHD | STOR 208510 | GERMANY |  | UMMI SURGICAL SDN BHD |  |  | 0 | 0 | 0 | 0 |  |  |  |  | 2023-09-20 | KPJ Ipoh Specialist Hospital | 2 | bar: MAR; SEP
470 | H07B100470 | H07B100470 | 16902 | BEMS | B | - | ACT | C | H07 | BEMS | AIDA SYSYEM | AIDA SYSYEM | BA | OT | L01 | ISH/BE/01925 | 0 |  | 0 | HOSPITAL | 0 | 0 | 0 | 0 | 0 | 0 | 0 | 0 | 0 | 0 | 0 |  | 1900-01-01 | 1 | [8 empty] | OT |  |  |  | 0 | 0 | [12 empty] | admin | 2024-12-12 14:25 |  | KARL STORZ | WD360-EN | M8WM211028,XN2000969 | OPERATION THEATRE |  |  | 1 | B | 1 |  | SUP100049 | UMMI SURGICAL SDN BHD | STOR 208510 | GERMANY |  | UMMI SURGICAL SDN BHD |  |  | 0 | 0 | 0 | 0 |  |  |  |  | 2023-09-20 | KPJ Ipoh Specialist Hospital | 2 | bar: MAR; SEP
471 | H07B100471 | H07B100471 | 13931 | BEMS | B | - | ACT | C | H07 | BEMS | SYRINGE PUMP TCI | SYRINGE PUMP TCI | BA | OT | L01 | ISH/BE/01926 | 0 |  | 0 | HOSPITAL | 11000 | 0 | 0 | 0 | 0 | 0 | 0 | 0 | 0 | 0 | 0 |  | 1900-01-01 | 1 | [8 empty] | OT |  |  |  | 0 | 0 | [12 empty] | admin | 2024-12-12 14:25 |  | MEDCAPTAIN | HP TCI | 6002209000518 | OPERATION THEATRE |  |  | 1 | B | 1 |  | ONEHEART MEDIC SDN BHD | ONEHEART MEDIC SDN BHD | STOR 213528 | CHINA |  | ONEHEART MEDIC SDN BHD |  |  | 0 | 0 | 0 | 0 |  |  |  |  | 2023-09-27 | KPJ Ipoh Specialist Hospital | 2 | bar: MAR; SEP
472 | H07B100472 | H07B100472 | 13931 | BEMS | B | - | ACT | C | H07 | BEMS | SYRINGE PUMP TCI | SYRINGE PUMP TCI | BA | OT | L01 | ISH/BE/01927 | 0 |  | 0 | HOSPITAL | 11000 | 0 | 0 | 0 | 0 | 0 | 0 | 0 | 0 | 0 | 0 |  | 1900-01-01 | 1 | [8 empty] | OT |  |  |  | 0 | 0 | [12 empty] | admin | 2024-12-12 14:25 |  | MEDCAPTAIN | HP TCI | 6002209000519 | OPERATION THEATRE |  |  | 1 | B | 1 |  | ONEHEART MEDIC SDN BHD | ONEHEART MEDIC SDN BHD | STOR 213528 | CHINA |  | ONEHEART MEDIC SDN BHD |  |  | 0 | 0 | 0 | 0 |  |  |  |  | 2023-09-27 | KPJ Ipoh Specialist Hospital | 2 | bar: MAR; SEP
473 | H07B100473 | H07B100473 | 17954 | BEMS | B | - | ACT | C | H07 | BEMS | IPC WITH MR8 SYSTEM | IPC WITH MR8 SYSTEM | BA | OT | L01 | ISH/BE/01928 | 0 |  | 0 | HOSPITAL | 140000 | 0 | 0 | 0 | 0 | 0 | 0 | 0 | 0 | 0 | 0 | 2025-02-10 | 1900-01-01 | 1 | [8 empty] | OT |  |  |  | 0 | 0 | [12 empty] | admin | 2024-12-12 14:25 |  | MEDTRONIC | EC300/EM800 | NTC73864/22J347 | OPERATION THEATRE |  |  | 1 | B | 1 |  | HUMEDICAL (M) SDN BHD | HUMEDICAL (M) SDN BHD | STOR 214878 | GERMANY |  | HUMEDICAL (M) SDN BHD |  |  | 0 | 0 | 0 | 0 |  |  |  |  | 2023-03-10 | KPJ Ipoh Specialist Hospital | 2 | bar: APR; OCT
474 | H07B100474 | H07B100474 | 17582 | BEMS | B | - | ACT | C | H07 | BEMS | NERVE MONITORING SYSTEM | NERVE MONITORING SYSTEM | BA | OT | L01 | ISH/BE/01929 | 0 |  | 0 | HOSPITAL | 170000 | 0 | 0 | 0 | 0 | 0 | 0 | 0 | 0 | 0 | 0 | 2025-02-10 | 1900-01-01 | 1 | [8 empty] | OT |  |  |  | 0 | 0 | [12 empty] | admin | 2024-12-12 14:25 |  | MEDTRONIC | NIM VITAL | C2250257 | OPERATION THEATRE |  |  | 1 | B | 1 |  | HUMEDICAL (M) SDN BHD | HUMEDICAL (M) SDN BHD | STOR 216980 | GERMANY |  | HUMEDICAL (M) SDN BHD |  |  | 0 | 0 | 0 | 0 |  |  |  |  | 2023-03-10 | KPJ Ipoh Specialist Hospital | 2 | bar: APR; OCT
475 | H07B100475 | H07B100475 | 15756 | BEMS | B | - | ACT | C | H07 | BEMS | ULTRASOUND SURGICAL ASPIRATOR | ULTRASOUND SURGICAL ASPIRATOR | BA | OT | L01 | ISH/BE/01930 | 0 |  | 0 | HOSPITAL | 340000 | 0 | 0 | 0 | 0 | 0 | 0 | 0 | 0 | 0 | 0 | 2025-02-10 | 1900-01-01 | 1 | [8 empty] | OT |  |  |  | 0 | 0 | [12 empty] | admin | 2024-12-12 14:25 |  | MISONIX | NEXUS SONASTAR | XA2511 | OPERATION THEATRE |  |  | 1 | B | 1 |  | HUMEDICAL (M) SDN BHD | HUMEDICAL (M) SDN BHD | STOR 215127 | GERMANY |  | HUMEDICAL (M) SDN BHD |  |  | 0 | 0 | 0 | 0 |  |  |  |  | 2023-03-10 | KPJ Ipoh Specialist Hospital | 2 | bar: APR; OCT
476 | H07B100476 | H07B100476 | 15757 | BEMS | B | - | ACT | C | H07 | BEMS | LASER HAEMORHOID | LASER HAEMORHOID | BA | OT | L01 | ISH/BE/01931 | 0 |  | 0 | HOSPITAL | 229000 | 0 | 0 | 0 | 0 | 0 | 0 | 0 | 0 | 0 | 0 | 2025-01-10 | 1900-01-01 | 1 | [8 empty] | OT |  |  |  | 0 | 0 | [12 empty] | admin | 2024-12-12 14:25 |  | ENDOTEQ | ENDOTEQ 1470 | 001692 | OPERATION THEATRE |  |  | 1 | B | 1 |  | WSM MEDIC SDN BHD | WSM MEDIC SDN BHD | STOR 216977 | GERMANY |  | WSM MEDIC SDN BHD |  |  | 0 | 0 | 0 | 0 |  |  |  |  | 2023-02-10 | KPJ Ipoh Specialist Hospital | 1 | bar: OCT
477 | H07B100477 | H07B100477 | 11490 | BEMS | B | - | ACT | C | H07 | BEMS | ELECTROSURGICAL UNITS | ELECTROSURGICAL UNITS | BA | OT | L01 | ISH/BE/01933 | 0 |  | 0 | HOSPITAL | 252000 | 0 | 0 | 0 | 0 | 0 | 0 | 0 | 0 | 0 | 0 |  | 1900-01-01 | 1 | [8 empty] | OT |  |  |  | 0 | 0 | [12 empty] | admin | 2024-12-12 14:25 |  | MEDTRONIC | VLFX8GEN | F3H24967KX | OPERATION THEATRE |  |  | 1 | B | 1 |  | MEDTRONIC MALAYSIA SDN BHD | MEDTRONIC MALAYSIA SDN BHD | STOR 208536 | GERMANY |  | MEDTRONIC MALAYSIA SDN BHD |  |  | 0 | 0 | 0 | 0 |  |  |  |  | 2023-10-25 | KPJ Ipoh Specialist Hospital | 2 | bar: APR; OCT
478 | H07B100478 | H07B100478 | 11490 | BEMS | B | - | ACT | C | H07 | BEMS | ELECTROSURGICAL UNITS | ELECTROSURGICAL UNITS | BA | OT | L01 | ISH/BE/01934 | 0 |  | 0 | HOSPITAL | 0 | 0 | 0 | 0 | 0 | 0 | 0 | 0 | 0 | 0 | 0 |  | 1900-01-01 | 1 | [8 empty] | OT |  |  |  | 0 | 0 | [12 empty] | admin | 2024-12-12 14:25 |  | MEDTRONIC | VLFX8GEN | F3H25024KX | OPERATION THEATRE |  |  | 1 | B | 1 |  | MEDTRONIC MALAYSIA SDN BHD | MEDTRONIC MALAYSIA SDN BHD | STOR 208536 | GERMANY |  | MEDTRONIC MALAYSIA SDN BHD |  |  | 0 | 0 | 0 | 0 |  |  |  |  | 2023-10-25 | KPJ Ipoh Specialist Hospital | 2 | bar: APR; OCT
479 | H07B100479 | H07B100479 | 11490 | BEMS | B | - | ACT | C | H07 | BEMS | ELECTROSURGICAL UNITS | ELECTROSURGICAL UNITS | BA | OT | L01 | ISH/BE/01935 | 0 |  | 0 | HOSPITAL | 0 | 0 | 0 | 0 | 0 | 0 | 0 | 0 | 0 | 0 | 0 |  | 1900-01-01 | 1 | [8 empty] | OT |  |  |  | 0 | 0 | [12 empty] | admin | 2024-12-12 14:25 |  | MEDTRONIC | VLFX8GEN | F3H25038KX | OPERATION THEATRE |  |  | 1 | B | 1 |  | MEDTRONIC MALAYSIA SDN BHD | MEDTRONIC MALAYSIA SDN BHD | STOR 208536 | GERMANY |  | MEDTRONIC MALAYSIA SDN BHD |  |  | 0 | 0 | 0 | 0 |  |  |  |  | 2023-10-25 | KPJ Ipoh Specialist Hospital | 2 | bar: APR; OCT
480 | H07B100480 | H07B100480 | 11490 | BEMS | B | - | ACT | C | H07 | BEMS | ELECTROSURGICAL UNITS | ELECTROSURGICAL UNITS | BA | OT | L01 | ISH/BE/01936 | 0 |  | 0 | HOSPITAL | 0 | 0 | 0 | 0 | 0 | 0 | 0 | 0 | 0 | 0 | 0 |  | 1900-01-01 | 1 | [8 empty] | OT |  |  |  | 0 | 0 | [12 empty] | admin | 2024-12-12 14:25 |  | MEDTRONIC | VLFX8GEN | F3H25042KX | OPERATION THEATRE |  |  | 1 | B | 1 |  | MEDTRONIC MALAYSIA SDN BHD | MEDTRONIC MALAYSIA SDN BHD | STOR 208536 | GERMANY |  | MEDTRONIC MALAYSIA SDN BHD |  |  | 0 | 0 | 0 | 0 |  |  |  |  | 2023-10-25 | KPJ Ipoh Specialist Hospital | 2 | bar: APR; OCT
481 | H07B100481 | H07B100481 | 11490 | BEMS | B | - | ACT | C | H07 | BEMS | ELECTROSURGICAL UNITS | ELECTROSURGICAL UNITS | BA | OT | L01 | ISH/BE/01937 | 0 |  | 0 | HOSPITAL | 0 | 0 | 0 | 0 | 0 | 0 | 0 | 0 | 0 | 0 | 0 |  | 1900-01-01 | 1 | [8 empty] | OT |  |  |  | 0 | 0 | [12 empty] | admin | 2024-12-12 14:25 |  | MEDTRONIC | VLFX8GEN | F3H25046KX | OPERATION THEATRE |  |  | 1 | B | 1 |  | MEDTRONIC MALAYSIA SDN BHD | MEDTRONIC MALAYSIA SDN BHD | STOR 208536 | GERMANY |  | MEDTRONIC MALAYSIA SDN BHD |  |  | 0 | 0 | 0 | 0 |  |  |  |  | 2023-10-25 | KPJ Ipoh Specialist Hospital | 2 | bar: APR; OCT
482 | H07B100482 | H07B100482 | 11490 | BEMS | B | - | ACT | C | H07 | BEMS | ELECTROSURGICAL UNITS | ELECTROSURGICAL UNITS | BA | OT | L01 | ISH/BE/01938 | 0 |  | 0 | HOSPITAL | 0 | 0 | 0 | 0 | 0 | 0 | 0 | 0 | 0 | 0 | 0 |  | 1900-01-01 | 1 | [8 empty] | OT |  |  |  | 0 | 0 | [12 empty] | admin | 2024-12-12 14:25 |  | MEDTRONIC | VLFT10GEN | T3G66612DX | OPERATION THEATRE |  |  | 1 | B | 1 |  | MEDTRONIC MALAYSIA SDN BHD | MEDTRONIC MALAYSIA SDN BHD | STOR 208536 | GERMANY |  | MEDTRONIC MALAYSIA SDN BHD |  |  | 0 | 0 | 0 | 0 |  |  |  |  | 2023-10-25 | KPJ Ipoh Specialist Hospital | 2 | bar: APR; OCT
483 | H07B100483 | H07B100483 | 10208 | BEMS | B | - | ACT | C | H07 | BEMS | ASPIRATORS | ASPIRATORS | BA | OT | L01 | ISH/BE/01952 | 0 |  | 0 | HOSPITAL | 22500 | 0 | 0 | 0 | 0 | 0 | 0 | 0 | 0 | 0 | 0 | 2028-01-11 | 1900-01-01 | 1 | [8 empty] | OT |  |  |  | 0 | 0 | [12 empty] | admin | 2024-12-12 14:25 |  | MEDELA AG | MEDELA BASIC MOBILE | 2038968 | OPERATION THEATRE |  |  | 1 | B | 1 |  | SUP100026 | PRINCIP ENGINEERING | STOR 218846 | SWITZERLAND |  | PRINCIP ENGINEERING |  |  | 0 | 0 | 0 | 0 |  |  |  |  | 2023-02-11 | KPJ Ipoh Specialist Hospital | 1 | bar: NOV
484 | H07B100484 | H07B100484 | - | BEMS | B | - | ACT | C | H07 | BEMS | SURGICAL NAVIGATION SYSTEM, IGS | SURGICAL NAVIGATION SYSTEM, IGS | BA | OT | L01 | ISH/BE/01965 | 0 |  | 0 | HOSPITAL | 1990000 | 0 | 0 | 0 | 0 | 0 | 0 | 0 | 0 | 0 | 0 |  | 1900-01-01 | 0 | [8 empty] | OT |  |  |  | 0 | 0 | [12 empty] | admin | 2024-12-12 14:25 |  | MEDTRONIC | STEALTHSTATION S8 | N31242237 & N31185081 | OPERATION THEATRE |  |  | 1 | B | 1 |  | MEDTONIC MALAYSIA SDN BHD | MEDTONIC MALAYSIA SDN BHD | STOR 217814 | GERMANY |  | MEDTRONIC MALAYSIA SDN BHD |  |  | 0 | 0 | 0 | 0 |  |  |  |  | 2024-01-23 | KPJ Ipoh Specialist Hospital | 2 | bar: JAN; JUL
485 | H07B100485 | H07B100485 | 18037 | BEMS | B | - | ACT | C | H07 | BEMS | IMAGE 1 S CONNECT | IMAGE 1 S CONNECT | BA | OT | L01 | ISH/BE/01990 | 0 |  | 0 | HOSPITAL | 524945 | 0 | 0 | 0 | 0 | 0 | 0 | 0 | 0 | 0 | 0 | 2025-04-22 | 1900-01-01 | 0 | [8 empty] | OT |  |  |  | 0 | 0 | [12 empty] | admin | 2024-12-12 14:25 |  | KARL STORZ | TC201EN | YM895574-P | OPERATION THEATRE |  |  | 1 | B | 1 |  | SUP100049 | UMMI SURGICAL SDN BHD | STOR 223448 | GERMANY |  | UMMI SURGICAL SDN BHD |  |  | 0 | 0 | 0 | 0 |  |  |  |  | 2024-04-23 | KPJ Ipoh Specialist Hospital | 2 | bar: APR; OCT
486 | H07B100486 | H07B100486 | 18037 | BEMS | B | - | ACT | C | H07 | BEMS | IMAGE 1 S 4U-LINK | IMAGE 1 S 4U-LINK | BA | OT | L01 | ISH/BE/01991 | 0 |  | 0 | HOSPITAL | 0 | 0 | 0 | 0 | 0 | 0 | 0 | 0 | 0 | 0 | 0 | 2025-04-22 | 1900-01-01 | 0 | [8 empty] | OT |  |  |  | 0 | 0 | [12 empty] | admin | 2024-12-12 14:25 |  | KARL STORZ | TC304 | YM895503-P | OPERATION THEATRE |  |  | 1 | B | 1 |  | SUP100049 | UMMI SURGICAL SDN BHD | STOR 223448 | GERMANY |  | UMMI SURGICAL SDN BHD |  |  | 0 | 0 | 0 | 0 |  |  |  |  | 2024-04-23 | KPJ Ipoh Specialist Hospital | 2 | bar: APR; OCT
487 | H07B100487 | H07B100487 | - | BEMS | B | - | ACT | C | H07 | BEMS | COLD LIGHT FOUNTAIN POWER LED RUBINA | COLD LIGHT FOUNTAIN POWER LED RUBINA | BA | OT | L01 | ISH/BE/01992 | 0 |  | 0 | HOSPITAL | 0 | 0 | 0 | 0 | 0 | 0 | 0 | 0 | 0 | 0 | 0 | 2025-04-22 | 1900-01-01 | 0 | [8 empty] | OT |  |  |  | 0 | 0 | [12 empty] | admin | 2024-12-12 14:25 |  | KARL STORZ | TL400 | ZM10841 | OPERATION THEATRE |  |  | 1 | B | 1 |  | SUP100049 | UMMI SURGICAL SDN BHD | STOR 223448 | GERMANY |  | UMMI SURGICAL SDN BHD |  |  | 0 | 0 | 0 | 0 |  |  |  |  | 2024-04-23 | KPJ Ipoh Specialist Hospital | 2 | bar: APR; OCT
488 | H07B100488 | H07B100488 | 18037 | BEMS | B | - | ACT | C | H07 | BEMS | IMAGE 1 S 4U RUBINA | IMAGE 1 S 4U RUBINA | BA | OT | L01 | ISH/BE/01993 | 0 |  | 0 | HOSPITAL | 0 | 0 | 0 | 0 | 0 | 0 | 0 | 0 | 0 | 0 | 0 | 2025-04-22 | 1900-01-01 | 0 | [8 empty] | OT |  |  |  | 0 | 0 | [12 empty] | admin | 2024-12-12 14:25 |  | KARL STORZ | TH121 | WM079313-K | OPERATION THEATRE |  |  | 1 | B | 1 |  | SUP100049 | UMMI SURGICAL SDN BHD | STOR 223448 | GERMANY |  | UMMI SURGICAL SDN BHD |  |  | 0 | 0 | 0 | 0 |  |  |  |  | 2024-04-23 | KPJ Ipoh Specialist Hospital | 2 | bar: APR; OCT
489 | H07B100489 | H07B100489 | 15969 | BEMS | B | - | ACT | C | H07 | BEMS | 32" 4K MONITOR | 32" 4K MONITOR | BA | OT | L01 | ISH/BE/01994 | 0 |  | 0 | HOSPITAL | 0 | 0 | 0 | 0 | 0 | 0 | 0 | 0 | 0 | 0 | 0 | 2025-04-22 | 1900-01-01 | 0 | [8 empty] | OT |  |  |  | 0 | 0 | [12 empty] | admin | 2024-12-12 14:25 |  | KARL STORZ | TM343 | 28542063 | OPERATION THEATRE |  |  | 1 | B | 1 |  | SUP100049 | UMMI SURGICAL SDN BHD | STOR 223448 | GERMANY |  | UMMI SURGICAL SDN BHD |  |  | 0 | 0 | 0 | 0 |  |  |  |  | 2024-04-23 | KPJ Ipoh Specialist Hospital | 2 | bar: APR; OCT
490 | H07B100490 | H07B100490 | - | BEMS | B | - | ACT | C | H07 | BEMS | ENDOFLATOR 40 SCB | ENDOFLATOR 40 SCB | BA | OT | L01 | ISH/BE/01995 | 0 |  | 0 | HOSPITAL | 0 | 0 | 0 | 0 | 0 | 0 | 0 | 0 | 0 | 0 | 0 | 2025-04-22 | 1900-01-01 | 0 | [8 empty] | OT |  |  |  | 0 | 0 | [12 empty] | admin | 2024-12-12 14:25 |  | KARL STORZ | UI400S1 | UM13462 | OPERATION THEATRE |  |  | 1 | B | 1 |  | SUP100049 | UMMI SURGICAL SDN BHD | STOR 223448 | GERMANY |  | UMMI SURGICAL SDN BHD |  |  | 0 | 0 | 0 | 0 |  |  |  |  | 2024-04-23 | KPJ Ipoh Specialist Hospital | 2 | bar: APR; OCT
491 | H07B100491 | H07B100491 | - | BEMS | B | - | ACT | C | H07 | BEMS | AIDA DOCUMENTATION | AIDA DOCUMENTATION | BA | OT | L01 | ISH/BE/01996 | 0 |  | 0 | HOSPITAL | 0 | 0 | 0 | 0 | 0 | 0 | 0 | 0 | 0 | 0 | 0 | 2025-04-22 | 1900-01-01 | 0 | [8 empty] | OT |  |  |  | 0 | 0 | [12 empty] | admin | 2024-12-12 14:25 |  | KARL STORZ | WD360-EN | M8WM211159(XN2000936) | OPERATION THEATRE |  |  | 1 | B | 1 |  | SUP100049 | UMMI SURGICAL SDN BHD | STOR 223448 | GERMANY |  | UMMI SURGICAL SDN BHD |  |  | 0 | 0 | 0 | 0 |  |  |  |  | 2024-04-23 | KPJ Ipoh Specialist Hospital | 2 | bar: APR; OCT
492 | H07B100492 | H07B100492 | - | BEMS | B | - | ACT | C | H07 | BEMS | ENDOMAT | ENDOMAT | BA | OT | L01 | ISH/BE/01997 | 0 |  | 0 | HOSPITAL | 32480.1 | 0 | 0 | 0 | 0 | 0 | 0 | 0 | 0 | 0 | 0 | 2025-04-22 | 1900-01-01 | 0 | [8 empty] | OT |  |  |  | 0 | 0 | [12 empty] | admin | 2024-12-12 14:25 |  | KARL STORZ | UP220 | YM01712 | OPERATION THEATRE |  |  | 1 | B | 1 |  | SUP100049 | UMMI SURGICAL SDN BHD | STOR 222000 | GERMANY |  | UMMI SURGICAL SDN BHD |  |  | 0 | 0 | 0 | 0 |  |  |  |  | 2024-04-23 | KPJ Ipoh Specialist Hospital | 2 | bar: APR; OCT
493 | H07B100493 | H07B100493 | 12636 | BEMS | B | - | ACT | C | H07 | BEMS | VITAL SIGN MONITOR | VITAL SIGN MONITOR | BA | OT | L01 | ISH/BE/02005 | 0 |  | 0 | HOSPITAL | 6800 | 0 | 0 | 0 | 0 | 0 | 0 | 0 | 0 | 0 | 0 | 2026-05-13 | 1900-01-01 | 0 | [8 empty] | OT |  |  |  | 0 | 0 | [12 empty] | admin | 2024-12-12 14:25 |  | NIHON KOHDEN | SVM-7260 | 01678 | OPERATION THEATRE |  |  | 1 | B | 1 |  | STAR MEDICAL SYSTEMS (M) SDN BHD | STAR MEDICAL SYSTEMS (M) SDN BHD | STOR 224323 | JAPAN |  | STAR MEDICAL SYSTEM (M) SDN BHD |  |  | 0 | 0 | 0 | 0 |  |  |  |  | 2024-07-05 | KPJ Ipoh Specialist Hospital | 2 | bar: MAY; NOV
494 | H07B100494 | H07B100494 | 15966 | BEMS | B | - | ACT | C | H07 | BEMS | LCD MONITOR | LCD MONITOR | BA | OT | L01 | ISH/BE/02012 | 0 |  | 0 | HOSPITAL | 175918.02 | 0 | 0 | 0 | 0 | 0 | 0 | 0 | 0 | 0 | 0 | 2026-05-19 | 1900-01-01 | 0 | [8 empty] | OT |  |  |  | 0 | 0 | [12 empty] | admin | 2024-12-12 14:25 |  | OLYMPUS | LMD-2735MD | 8008857 | OPERATION THEATRE |  |  | 1 | B | 1 |  | OLYMPUS (MALAYSIA) SDN BHD | OLYMPUS (MALAYSIA) SDN BHD | STOR 224198 | JAPAN |  | OLYMPUS (MALAYSIA) SDN BHD |  |  | 0 | 0 | 0 | 0 |  |  |  |  | 2024-05-20 | KPJ Ipoh Specialist Hospital | 1 | bar: MAY
495 | H07B100495 | H07B100495 | 18037 | BEMS | B | - | ACT | C | H07 | BEMS | VIDEO SYSTEM | VIDEO SYSTEM | BA | OT | L01 | ISH/BE/02013 | 0 |  | 0 | HOSPITAL | 0 | 0 | 0 | 0 | 0 | 0 | 0 | 0 | 0 | 0 | 0 | 2026-05-19 | 1900-01-01 | 0 | [8 empty] | OT |  |  |  | 0 | 0 | [12 empty] | admin | 2024-12-12 14:25 |  | OLYMPUS | OTV-S200 | 7356268 | OPERATION THEATRE |  |  | 1 | B | 1 |  | OLYMPUS (MALAYSIA) SDN BHD | OLYMPUS (MALAYSIA) SDN BHD | STOR 224198 | JAPAN |  | OLYMPUS (MALAYSIA) SDN BHD |  |  | 0 | 0 | 0 | 0 |  |  |  |  | 2024-05-20 | KPJ Ipoh Specialist Hospital | 1 | bar: MAY
496 | H07B100496 | H07B100496 | 16974 | BEMS | B | - | ACT | C | H07 | BEMS | VIDEO RECORDER W DVD OPTICAL | VIDEO RECORDER W DVD OPTICAL | BA | OT | L01 | ISH/BE/02014 | 0 |  | 0 | HOSPITAL | 0 | 0 | 0 | 0 | 0 | 0 | 0 | 0 | 0 | 0 | 0 | 2026-05-19 | 1900-01-01 | 0 | [8 empty] | OT |  |  |  | 0 | 0 | [12 empty] | admin | 2024-12-12 14:25 |  | OLYMPUS | HVO-550MD | 123550 | OPERATION THEATRE |  |  | 1 | B | 1 |  | OLYMPUS (MALAYSIA) SDN BHD | OLYMPUS (MALAYSIA) SDN BHD | STOR 224198 | JAPAN |  | OLYMPUS (MALAYSIA) SDN BHD |  |  | 0 | 0 | 0 | 0 |  |  |  |  | 2024-05-20 | KPJ Ipoh Specialist Hospital | 1 | bar: MAY
497 | H07B100497 | H07B100497 | 13931 | BEMS | B | - | ACT | C | H07 | BEMS | SYRINGE PUMP TCI | SYRINGE PUMP TCI | BA | OT | L01 | ISH/BE/02023 | 0 |  | 0 | HOSPITAL | 11000 | 0 | 0 | 0 | 0 | 0 | 0 | 0 | 0 | 0 | 0 | 2026-06-20 | 1900-01-01 | 0 | [8 empty] | OT |  |  |  | 0 | 0 | [12 empty] | admin | 2024-12-12 14:25 |  | MEDCAPTAIN | HP TCI | 6002404000576 | OPERATION THEATRE |  |  | 1 | B | 1 |  | ONEHEART MEDIC SDN BHD | ONEHEART MEDIC SDN BHD | STOR 223449 | CHINA |  | ONEHEART MEDIC SDN BHD |  |  | 0 | 0 | 0 | 0 |  |  |  |  | 2024-06-21 | KPJ Ipoh Specialist Hospital | 2 | bar: JUN; DEC
498 | H07B100498 | H07B100498 | 13931 | BEMS | B | - | ACT | C | H07 | BEMS | SYRINGE PUMP TCI | SYRINGE PUMP TCI | BA | OT | L01 | ISH/BE/02024 | 0 |  | 0 | HOSPITAL | 11000 | 0 | 0 | 0 | 0 | 0 | 0 | 0 | 0 | 0 | 0 | 2026-06-20 | 1900-01-01 | 0 | [8 empty] | OT |  |  |  | 0 | 0 | [12 empty] | admin | 2024-12-12 14:25 |  | MEDCAPTAIN | HP TCI | 6002404000577 | OPERATION THEATRE |  |  | 1 | B | 1 |  | ONEHEART MEDIC SDN BHD | ONEHEART MEDIC SDN BHD | STOR 223449 | CHINA |  | ONEHEART MEDIC SDN BHD |  |  | 0 | 0 | 0 | 0 |  |  |  |  | 2024-06-21 | KPJ Ipoh Specialist Hospital | 2 | bar: JUN; DEC
499 | H07B100499 | H07B100499 | 13961 | BEMS | B | - | ACT | C | H07 | BEMS | OPERATING TABLE | OPERATING TABLE | BA | OT | L01 | ISH/BE/02027 | 0 |  | 0 | HOSPITAL | 251000 | 0 | 0 | 0 | 0 | 0 | 0 | 0 | 0 | 0 | 0 | 2028-06-27 | 1900-01-01 | 0 | [8 empty] | OT |  |  |  | 0 | 0 | [12 empty] | admin | 2024-12-12 14:25 |  | STERIS | CMAX3 | 22657 | OPERATION THEATRE |  |  | 1 | B | 1 |  | STERIS(M) SDN BHD | STERIS(M) SDN BHD | STOR 221085 |  |  | STERIS(M) SDN BHD |  |  | 0 | 0 | 0 | 0 |  |  |  |  | 2024-06-28 | KPJ Ipoh Specialist Hospital | 2 | bar: JUN; DEC
500 | H07B100500 | H07B100500 | 17001 | BEMS | B | - | ACT | C | H07 | BEMS | CAMERA HEAD | CAMERA HEAD | BA | OT | L01 | ISH/BE/02030 | 0 |  | 0 | HOSPITAL | 65046.76 | 0 | 0 | 0 | 0 | 0 | 0 | 0 | 0 | 0 | 0 | 2025-07-31 | 1900-01-01 | 0 | [8 empty] | OT |  |  |  | 0 | 0 | [12 empty] | admin | 2024-12-12 14:25 |  | OLYMPUS | CH-S200-XZ-EB-E | 7423480 | OPERATION THEATRE |  |  | 1 | B | 1 |  | OLYMPUS (M) SDN BHD | OLYMPUS (M) SDN BHD | STOR 226702 | JAPAN |  | OLYMPUS (MALAYSIA) SDN BHD |  |  | 0 | 0 | 0 | 0 |  |  |  |  | 2024-08-01 | KPJ Ipoh Specialist Hospital | 1 | bar: JUN
501 | H07B100501 | H07B100501 | 17001 | BEMS | B | - | ACT | C | H07 | BEMS | CAMERA HEAD | CAMERA HEAD | BA | OT | L01 | ISH/BE/02031 | 0 |  | 0 | HOSPITAL | 37039.2 | 0 | 0 | 0 | 0 | 0 | 0 | 0 | 0 | 0 | 0 | 2025-07-31 | 1900-01-01 | 0 | [8 empty] | OT |  |  |  | 0 | 0 | [12 empty] | admin | 2024-12-12 14:25 |  | OLYMPUS | OTV-S7PROH-HD-10E | 7460516 | OPERATION THEATRE |  |  | 1 | B | 1 |  | OLYMPUS (M) SDN BHD | OLYMPUS (M) SDN BHD | STOR 226701 | JAPAN |  | OLYMPUS (MALAYSIA) SDN BHD |  |  | 0 | 0 | 0 | 0 |  |  |  |  | 2024-08-01 | KPJ Ipoh Specialist Hospital | 1 | bar: JUN
502 | H07B100502 | H07B100502 | 10208 | BEMS | B | - | ACT | C | H07 | BEMS | ASPIRATORS | ASPIRATORS | BA | OT | L01 | ISH/BE/02033 | 0 |  | 0 | HOSPITAL | 22800 | 0 | 0 | 0 | 0 | 0 | 0 | 0 | 0 | 0 | 0 | 2029-08-06 | 1900-01-01 | 0 | [8 empty] | OT |  |  |  | 0 | 0 | [12 empty] | admin | 2024-12-12 14:25 |  | MEDELA AG | MEDELA BASIC MOBILE | 2038964 | OPERATION THEATRE |  |  | 1 | B | 1 |  | SUP100026 | PRINCIP ENGINEERING | STOR 228345 | SWITZERLAND |  | PRINCIP ENGINEERING |  |  | 0 | 0 | 0 | 0 |  |  |  |  | 2024-08-07 | KPJ Ipoh Specialist Hospital | 1 | bar: AUG
503 | H07B100503 | H07B100503 | 15076 | BEMS | B | - | ACT | C | H07 | BEMS | VIDEO LARYNGOSCOPE | VIDEO LARYNGOSCOPE | BA | OT | L01 | ISH/BE/02085 | 0 |  | 0 | HOSPITAL | 82578 | 0 | 0 | 0 | 0 | 0 | 0 | 0 | 0 | 0 | 0 | 2026-10-20 | 1900-01-01 | 0 | [8 empty] | OT |  |  |  | 0 | 0 | [12 empty] | admin | 2024-12-12 14:25 |  | C-MAC | 8404ZXK | ZN5381 | OPERATION THEATRE |  |  | 1 | B | 1 |  | SUP100049 | UMMI SURGICAL SDN BHD | STOR 231793 | GERMANY |  | UMMI SURGICAL SDN BHD |  |  | 0 | 0 | 0 | 0 |  |  |  |  | 2024-10-21 | KPJ Ipoh Specialist Hospital | 2 | bar: APR; OCT
504 | H07B100504 | H07B100504 | - | BEMS | B | - | ACT | C | H07 | BEMS | WASHER DISINFECTOR (SEMI AUTOMATED) | WASHER DISINFECTOR (SEMI AUTOMATED) | BA | OT | L01 | ISH/BE/02089 | 0 |  | 0 | HOSPITAL | 26750 | 0 | 0 | 0 | 0 | 0 | 0 | 0 | 0 | 0 | 0 | 2025-11-07 | 1900-01-01 | 0 | [8 empty] | OT |  |  |  | 0 | 0 | [12 empty] | admin | 2024-12-12 14:25 |  | TRISTEL SOLUTIONS LIMITED | STELLA SYSTEM B | 2022220 | OPERATION THEATRE |  |  | 1 | B | 1 |  | TRISTEL MALAYSIA SDN BHD | TRISTEL MALAYSIA SDN BHD | DIRECT PAYMENT | UK |  | TRISTEL MALAYSIA SDN BHD |  |  | 0 | 0 | 0 | 0 |  |  |  |  | 2024-11-08 | KPJ Ipoh Specialist Hospital | 2 | bar: MAY; NOV
505 | H07B100505 | H07B100505 | - | BEMS | B | - | ACT | C | H07 | BEMS | PORTABLE ULTRASOUND | PORTABLE ULTRASOUND | BA | OT | L01 | ISH/BE/02102 | 0 |  | 0 | HOSPITAL | 38000 | 0 | 0 | 0 | 0 | 0 | 0 | 0 | 0 | 0 | 0 | 2026-11-27 | 1900-01-01 | 0 | [8 empty] | OT |  |  |  | 0 | 0 | [12 empty] | admin | 2024-12-12 14:25 |  | GE | GE VSCAN AIR CL G1 KIT | VA009003924 | OPERATION THEATRE |  |  | 1 | B | 1 |  | SUP100016 | INSAN BAKTI SDN BHD | STOR 229398 | USA |  | INSAN BAKTI SDN BHD |  |  | 0 | 0 | 0 | 0 |  |  |  |  | 2024-11-28 | KPJ Ipoh Specialist Hospital | 0
506 | H07B100506 | H07B100506 | 13215 | BEMS | B | - | ACT | C | H07 | BEMS | INFUSION PUMP | INFUSION PUMP | BA | A&E | GF | ISH/BE/00186 | 0 |  | 0 | HOSPITAL | 3500 | 0 | 0 | 0 | 0 | 0 | 0 | 0 | 0 | 0 | 0 |  | 1900-01-01 | 29 | [8 empty] | A&E |  |  |  | 0 | 0 | [12 empty] | admin | 2024-12-12 14:25 |  | TERUMO | TE112 | 2110048 | ACCIDENT & EMERGENCY SERVICES |  |  | 1 | B | 1 |  | HOSPIMETRIX SDN BHD | HOSPIMETRIX SDN BHD |  | JAPAN |  | PRINCIP ENGINEERING |  |  | 0 | 0 | 0 | 0 |  |  |  |  | 1995-01-01 | KPJ Ipoh Specialist Hospital | 1 | bar: NOV
507 | H07B100507 | H07B100507 | 12636 | BEMS | B | - | ACT | C | H07 | BEMS | VITAL SIGN MONITOR | VITAL SIGN MONITOR | BA | A&E | GF | ISH/BE/00660 | 0 |  | 0 | HOSPITAL | 7000 | 0 | 0 | 0 | 0 | 0 | 0 | 0 | 0 | 0 | 0 | 2010-02-01 | 1900-01-01 | 15 | [8 empty] | A&E |  |  |  | 0 | 0 | [12 empty] | admin | 2024-12-12 14:25 |  | GE | 0 | SDT 08270182SP | ACCIDENT & EMERGENCY SERVICES |  |  | 1 | B | 1 |  | JEBSEN & JESSEN TECHNOLOGY SDN BHD | JEBSEN & JESSEN TECHNOLOGY SDN BHD |  | GERMANY |  | PRINCIP ENGINEERING |  |  | 0 | 0 | 0 | 0 |  |  |  |  | 2009-03-02 | KPJ Ipoh Specialist Hospital | 2 | bar: MAR; SEP
508 | H07B100508 | H07B100508 | 17116 | BEMS | B | - | ACT | C | H07 | BEMS | DEFIBRILLATORS | DEFIBRILLATORS | BA | A&E | GF | ISH/BE/01520 | 0 |  | 0 | HOSPITAL | 18810 | 0 | 0 | 0 | 0 | 0 | 0 | 0 | 0 | 0 | 0 | 2018-06-01 | 1900-01-01 | 7 | [8 empty] | A&E |  |  |  | 0 | 0 | [12 empty] | admin | 2024-12-12 14:25 |  | PHILIPS | EFFICIA DFM100 | CN32610589 | ACCIDENT & EMERGENCY SERVICES |  |  | 1 | B | 1 |  | UWC HEALTHCARE SDN BHD | UWC HEALTHCARE SDN BHD | STOR 143296(FA) | GERMANY |  | PRINCIP ENGINEERING |  |  | 0 | 0 | 0 | 0 |  |  |  |  | 2017-06-15 | KPJ Ipoh Specialist Hospital | 2 | bar: MAR; SEP
509 | H07B100509 | H07B100509 | 13215 | BEMS | B | - | ACT | C | H07 | BEMS | INFUSION PUMP | INFUSION PUMP | BA | A&E | GF | ISH/BE/00678 | 0 |  | 0 | HOSPITAL | 3650 | 0 | 0 | 0 | 0 | 0 | 0 | 0 | 0 | 0 | 0 | 2011-03-01 | 1900-01-01 | 15 | [8 empty] | A&E |  |  |  | 0 | 0 | [12 empty] | admin | 2024-12-12 14:25 |  | B.BRAUN | 8712212 | 48269 | ACCIDENT & EMERGENCY SERVICES |  |  | 1 | B | 1 |  | B.BRAUN MEDICAL SUPPLIES SDN BHD | B.BRAUN MEDICAL SUPPLIES SDN BHD |  | GERMANY |  | PRINCIP ENGINEERING |  |  | 0 | 0 | 0 | 0 |  |  |  |  | 2009-03-19 | KPJ Ipoh Specialist Hospital | 1 | bar: APR
510 | H07B100510 | H07B100510 | 13215 | BEMS | B | - | ACT | C | H07 | BEMS | INFUSION PUMP | INFUSION PUMP | BA | A&E | GF | ISH/BE/01521 | 0 |  | 0 | HOSPITAL | 4200 | 0 | 0 | 0 | 0 | 0 | 0 | 0 | 0 | 0 | 0 | 2019-07-01 | 1900-01-01 | 7 | [8 empty] | A&E |  |  |  | 0 | 0 | [12 empty] | admin | 2024-12-12 14:25 |  | TERUMO | TE-135 | 1605000539 | ACCIDENT & EMERGENCY SERVICES |  |  | 1 | B | 1 |  | SUMMIT COMPANY (M) SDN BHD | SUMMIT COMPANY (M) SDN BHD |  | JAPAN |  | PRINCIP ENGINEERING |  |  | 0 | 0 | 0 | 0 |  |  |  |  | 2017-07-14 | KPJ Ipoh Specialist Hospital | 1 | bar: NOV
511 | H07B100511 | H07B100511 | 11073 | BEMS | B | - | ACT | N | H07 | BEMS | NIBP MONITOR | NIBP MONITOR | BA | A&E | GF | ISH/BE/00693 | 0 |  | 0 | HOSPITAL | 3500 | 0 | 0 | 0 | 0 | 0 | 0 | 0 | 0 | 0 | 0 | 2010-08-01 | 1900-01-01 | 15 | [8 empty] | A&E |  |  |  | 0 | 0 | [12 empty] | admin | 2024-12-12 14:25 |  | OMRON | HEM-907 | 20080900172AF | ACCIDENT & EMERGENCY SERVICES |  |  | 1 | B | 1 |  | IPOH JAYA MEDIC ENTERPRISE | IPOH JAYA MEDIC ENTERPRISE |  | JAPAN |  | PRINCIP ENGINEERING |  |  | 0 | 0 | 0 | 0 |  |  |  |  | 2009-03-08 | KPJ Ipoh Specialist Hospital | 1 | bar: JAN
512 | H07B100512 | H07B100512 | 11407 | BEMS | B | - | ACT | C | H07 | BEMS | ELECTROCARDIOGRAPH | ELECTROCARDIOGRAPH | BA | A&E | GF | ISH/BE/01154 | 0 |  | 0 | HOSPITAL | 16750 | 0 | 0 | 0 | 0 | 0 | 0 | 0 | 0 | 0 | 0 | 2016-02-01 | 1900-01-01 | 10 | [8 empty] | A&E |  |  |  | 0 | 0 | [12 empty] | admin | 2024-12-12 14:25 |  | NORAV MEDICAL | NECG-12C | NECGM13506580007 | ACCIDENT & EMERGENCY SERVICES |  |  | 1 | B | 1 |  | SUN MEDICAL SYSTEMS SDN. BHD | SUN MEDICAL SYSTEMS SDN. BHD | STOR 111912 (FA) | GERMANY |  | SUN MEDICAL SYSTEM SDN. BHD |  |  | 0 | 0 | 0 | 0 |  |  |  |  | 2014-02-20 | KPJ Ipoh Specialist Hospital | 2 | bar: APR; OCT
513 | H07B100513 | H07B100513 | 12636 | BEMS | B | - | ACT | C | H07 | BEMS | VITAL SIGN MONITOR | VITAL SIGN MONITOR | BA | A&E | GF | ISH/BE/00728 | 0 |  | 0 | HOSPITAL | 7500 | 0 | 0 | 0 | 0 | 0 | 0 | 0 | 0 | 0 | 0 | 2010-12-01 | 1900-01-01 | 15 | [8 empty] | A&E |  |  |  | 0 | 0 | [12 empty] | admin | 2024-12-12 14:25 |  | GE | CARESCAPE V100 | SDT 09370114 SP | ACCIDENT & EMERGENCY SERVICES |  |  | 1 | B | 1 |  | S&F ENTERPRISE | S&F ENTERPRISE |  | GERMANY |  | PRINCIP ENGINEERING |  |  | 0 | 0 | 0 | 0 |  |  |  |  | 2009-09-12 | KPJ Ipoh Specialist Hospital | 2 | bar: MAR; SEP
514 | H07B100514 | H07B100514 | 13461 | BEMS | B | - | ACT | N | H07 | BEMS | WEIGHING SCALES | WEIGHING SCALES | BA | A&E | GF | ISH/BE/00735 | 0 |  | 0 | HOSPITAL | 2700 | 0 | 0 | 0 | 0 | 0 | 0 | 0 | 0 | 0 | 0 | 2011-01-01 | 1900-01-01 | 14 | [8 empty] | A&E |  |  |  | 0 | 0 | [12 empty] | admin | 2024-12-12 14:25 |  | SECA | 374 | 5374177061373 | ACCIDENT & EMERGENCY SERVICES |  |  | 1 | B | 1 |  | MEDICARE SDN BHD | MEDICARE SDN BHD |  | GERMANY |  | PRINCIP ENGINEERING |  |  | 0 | 0 | 0 | 0 |  |  |  |  | 2010-07-01 | KPJ Ipoh Specialist Hospital | 1 | bar: AUG
515 | H07B100515 | H07B100515 | 12647 | BEMS | B | - | ACT | C | H07 | BEMS | PATIENT MONITORING SYSTEM | PATIENT MONITORING SYSTEM | BA | A&E | GF | ISH/BE/00817 | 0 |  | 0 | HOSPITAL | 14500 | 0 | 0 | 0 | 0 | 0 | 0 | 0 | 0 | 0 | 0 | 2013-05-01 | 1900-01-01 | 14 | [8 empty] | A&E |  |  |  | 0 | 0 | [12 empty] | admin | 2024-12-12 14:25 |  | PHILIPS | 863063 SURESIGN VM4 | CN04370116 | ACCIDENT & EMERGENCY SERVICES |  |  | 1 | B | 1 |  | SUP100018 | IDS MEDICAL SYSTEM (M) SDN BHD |  | GERMANY |  | PRINCIP ENGINEERING |  |  | 0 | 0 | 0 | 0 |  |  |  |  | 2010-05-24 | KPJ Ipoh Specialist Hospital | 2 | bar: JAN; JUL
516 | H07B100516 | H07B100516 | - | BEMS | B | - | ACT | N | H07 | BEMS | POP CUTTER | POP CUTTER | BA | A&E | GF | ISH/BE/00899 | 0 |  | 0 | HOSPITAL | 15000 | 0 | 0 | 0 | 0 | 0 | 0 | 0 | 0 | 0 | 0 |  | 1900-01-01 | 18 | [8 empty] | A&E |  |  |  | 0 | 0 | [12 empty] | admin | 2024-12-12 14:25 |  | OSCIMED ERGO | OSC180 | 4170 | ACCIDENT & EMERGENCY SERVICES |  |  | 1 | B | 1 |  | ROBO MEDIK | ROBO MEDIK |  | USA |  | PRINCIP ENGINEERING |  |  | 0 | 0 | 0 | 0 |  |  |  |  | 2006-10-13 | KPJ Ipoh Specialist Hospital | 1 | bar: OCT
517 | H07B100517 | H07B100517 | 13461 | BEMS | B | - | ACT | N | H07 | BEMS | WEIGHING SCALES | WEIGHING SCALES | BA | A&E | GF | ISH/BE/00900 | 0 |  | 0 | HOSPITAL | 5000 | 0 | 0 | 0 | 0 | 0 | 0 | 0 | 0 | 0 | 0 |  | 1900-01-01 | 14 | [8 empty] | A&E |  |  |  | 0 | 0 | [12 empty] | admin | 2024-12-12 14:25 |  | STURDY | N/A | N/A | ACCIDENT & EMERGENCY SERVICES |  |  | 1 | B | 1 |  | RITZ MEDICAL SUPPLIES | RITZ MEDICAL SUPPLIES |  | CHINA |  | PRINCIP ENGINEERING |  |  | 0 | 0 | 0 | 0 |  |  |  |  | 2010-07-24 | KPJ Ipoh Specialist Hospital | 1 | bar: AUG
518 | H07B100518 | H07B100518 | 13217 | BEMS | B | - | ACT | C | H07 | BEMS | SYRINGE PUMP | SYRINGE PUMP | BA | A&E | GF | ISH/BE/00908 | 0 |  | 0 | HOSPITAL | 2950 | 0 | 0 | 0 | 0 | 0 | 0 | 0 | 0 | 0 | 0 | 2011-10-01 | 1900-01-01 | 14 | [8 empty] | A&E |  |  |  | 0 | 0 | [12 empty] | admin | 2024-12-12 14:25 |  | TERUMO | TE 331 | 1001000519 | ACCIDENT & EMERGENCY SERVICES |  |  | 1 | B | 1 |  | SUMMIT COMPANY (M) SDN BHD | SUMMIT COMPANY (M) SDN BHD |  | JAPAN |  | PRINCIP ENGINEERING |  |  | 0 | 0 | 0 | 0 |  |  |  |  | 2010-10-28 | KPJ Ipoh Specialist Hospital | 1 | bar: JUN
519 | H07B100519 | H07B100519 | 10208 | BEMS | B | - | ACT | C | H07 | BEMS | ASPIRATORS | ASPIRATORS | BA | A&E | GF | ISH/BE/00960 | 0 |  | 0 | HOSPITAL | 1200 | 0 | 0 | 0 | 0 | 0 | 0 | 0 | 0 | 0 | 0 | 2012-03-01 | 1900-01-01 | 13 | [8 empty] | A&E |  |  |  | 0 | 0 | [12 empty] | admin | 2024-12-12 14:25 |  | MERIDIEN | 7E-D | 00002 | ACCIDENT & EMERGENCY SERVICES |  |  | 1 | B | 1 |  | IPOH JAYA MEDIC ENTERPRISE | IPOH JAYA MEDIC ENTERPRISE |  | CHINA |  | PRINCIP ENGINEERING |  |  | 0 | 0 | 0 | 0 |  |  |  |  | 2011-03-25 | KPJ Ipoh Specialist Hospital | 1 | bar: FEB
520 | H07B100520 | H07B100520 | 12276 | BEMS | B | - | ACT | N | H07 | BEMS | EXAMINATION LIGHT | EXAMINATION LIGHT | BA | A&E | GF | ISH/BE/01014 | 0 |  | 0 | HOSPITAL | 980 | 0 | 0 | 0 | 0 | 0 | 0 | 0 | 0 | 0 | 0 | 2012-09-01 | 1900-01-01 | 13 | [8 empty] | A&E |  |  |  | 0 | 0 | [12 empty] | admin | 2024-12-12 14:25 |  | N/A | FL0803 | 11091411 | ACCIDENT & EMERGENCY SERVICES |  |  | 1 | B | 1 |  | IPOH JAYA MEDIC ENTERPRISE | IPOH JAYA MEDIC ENTERPRISE |  | CHINA |  | PRINCIP ENGINEERING |  |  | 0 | 0 | 0 | 0 |  |  |  |  | 2011-09-14 | KPJ Ipoh Specialist Hospital | 1 | bar: APR
521 | H07B100521 | H07B100521 | 17203 | BEMS | B | - | ACT | C | H07 | BEMS | ULTRASOUND SYSTEM | ULTRASOUND SYSTEM | BA | A&E | GF | ISH/BE/01058 | 0 |  | 0 | HOSPITAL | 0 | 0 | 0 | 0 | 0 | 0 | 0 | 0 | 0 | 0 | 0 | 2014-08-01 | 1900-01-01 | 12 | [8 empty] | A&E |  |  |  | 0 | 0 | [12 empty] | admin | 2024-12-12 14:25 |  | BK MEDICAL | FLEX FOCUS 800 | 5002041 | ACCIDENT & EMERGENCY SERVICES |  |  | 1 | B | 1 |  | AVANTGARDE HEALTHCARE SDN. BHD. | AVANTGARDE HEALTHCARE SDN. BHD. | STOR 96941 (FA) | GERMANY |  | MEDILIFE SDN BHD |  |  | 0 | 0 | 0 | 0 |  |  |  |  | 2012-10-08 | KPJ Ipoh Specialist Hospital | 2 | bar: APR; OCT
522 | H07B100522 | H07B100522 | 16228 | BEMS | B | - | ACT | C | H07 | BEMS | LITHOTRIPTER | LITHOTRIPTER | BA | A&E | GF | ISH/BE/01059 | 0 |  | 0 | HOSPITAL | 1400000 | 0 | 0 | 0 | 0 | 0 | 0 | 0 | 0 | 0 | 0 | 2014-08-14 | 1900-01-01 | 12 | [8 empty] | A&E |  |  |  | 0 | 0 | [12 empty] | admin | 2024-12-12 14:25 |  | DORNIER/GERMANY | COMPACT DELTA II | 1475 | ACCIDENT & EMERGENCY SERVICES |  |  | 1 | B | 1 |  | AVANTGARDE HEALTHCARE SDN. BHD. | AVANTGARDE HEALTHCARE SDN. BHD. | STOR 96941 (FA) | GERMANY |  | AVANTGARDE HEALTHCARE SDN BHD |  |  | 0 | 0 | 0 | 0 |  |  |  |  | 2012-08-15 | KPJ Ipoh Specialist Hospital | 2 | bar: MAY; NOV
523 | H07B100523 | H07B100523 | 12647 | BEMS | B | - | ACT | C | H07 | BEMS | PATIENT MONITORING SYSTEM | PATIENT MONITORING SYSTEM | BA | A&E | GF | ISH/BE/01059 | 0 |  | 0 | HOSPITAL | 18000 | 0 | 0 | 0 | 0 | 0 | 0 | 0 | 0 | 0 | 0 | 2014-08-01 | 1900-01-01 | 12 | [8 empty] | A&E |  |  |  | 0 | 0 | [12 empty] | admin | 2024-12-12 14:25 |  | DRAGER | GAMMA XL | 5516511278 | ACCIDENT & EMERGENCY SERVICES |  |  | 1 | B | 1 |  | AVANTGARDE HEALTHCARE SDN. BHD. | AVANTGARDE HEALTHCARE SDN. BHD. | STOR 96941 (FA) | GERMANY |  | PRINCIP ENGINEERING |  |  | 0 | 0 | 0 | 0 |  |  |  |  | 2012-08-15 | KPJ Ipoh Specialist Hospital | 2 | bar: APR; OCT
524 | H07B100524 | H07B100524 | 11073 | BEMS | B | - | ACT | N | H07 | BEMS | NIBP MONITOR | NIBP MONITOR | BA | A&E | GF | ISH/BE/01086 | 0 |  | 0 | HOSPITAL | 15000 | 0 | 0 | 0 | 0 | 0 | 0 | 0 | 0 | 0 | 0 | 2014-05-01 | 1900-01-01 | 11 | [8 empty] | A&E |  |  |  | 0 | 0 | [12 empty] | admin | 2024-12-12 14:25 |  | OMRON | HBP-9020 | 02000065LF | ACCIDENT & EMERGENCY SERVICES |  |  | 1 | B | 1 |  | IPOH JAYA MEDIC ENTERPRISE | IPOH JAYA MEDIC ENTERPRISE | STOR 105365 (FA) | JAPAN |  | PRINCIP ENGINEERING |  |  | 0 | 0 | 0 | 0 |  |  |  |  | 2013-05-16 | KPJ Ipoh Specialist Hospital | 2 | bar: JUL
525 | H07B100525 | H07B100525 | 16438 | BEMS | B | - | ACT | C | H07 | BEMS | ENT HEADLIGHT | ENT HEADLIGHT | BA | A&E | GF | ISH/BE/01107 | 0 |  | 0 | HOSPITAL | 3250 | 0 | 0 | 0 | 0 | 0 | 0 | 0 | 0 | 0 | 0 | 2014-07-01 | 1900-01-01 | 11 | [8 empty] | A&E |  |  |  | 0 | 0 | [12 empty] | admin | 2024-12-12 14:25 |  | WELCH ALLYN | 2050AH | N/A | ACCIDENT & EMERGENCY SERVICES |  |  | 1 | B | 1 |  | JESS MED | JESS MED | STOR 105530 (FA) | GERMANY |  | BEMS ISH |  |  | 0 | 0 | 0 | 0 |  |  |  |  | 2013-07-16 | KPJ Ipoh Specialist Hospital | 1 | bar: DEC
526 | H07B100526 | H07B100526 | 12276 | BEMS | B | - | ACT | N | H07 | BEMS | EXAMINATION LIGHT | EXAMINATION LIGHT | BA | A&E | GF | ISH/BE/01395 | 0 |  | 0 | HOSPITAL | 3600 | 0 | 0 | 0 | 0 | 0 | 0 | 0 | 0 | 0 | 0 | 2017-04-01 | 1900-01-01 | 8 | [8 empty] | A&E |  |  |  | 0 | 0 | [12 empty] | admin | 2024-12-12 14:25 |  | WELCH ALLYN | GS600 | N/A | ACCIDENT & EMERGENCY SERVICES |  |  | 1 | B | 1 |  | LKL BEST ENTERPRISE | LKL BEST ENTERPRISE | STOR 131852(FA) | GERMANY |  | BEMS ISH |  |  | 0 | 0 | 0 | 0 |  |  |  |  | 2016-05-05 | KPJ Ipoh Specialist Hospital | 1 | bar: APR
527 | H07B100527 | H07B100527 | 12647 | BEMS | B | - | ACT | C | H07 | BEMS | PATIENT MONITORING SYSTEM | PATIENT MONITORING SYSTEM | BA | A&E | GF | ISH/BE/01490 | 0 |  | 0 | HOSPITAL | 10000 | 0 | 0 | 0 | 0 | 0 | 0 | 0 | 0 | 0 | 0 | 2018-09-01 | 1900-01-01 | 8 | [8 empty] | A&E |  |  |  | 0 | 0 | [12 empty] | admin | 2024-12-12 14:25 |  | NIHON KOHDEN | SVM-7601 | 0000044 | ACCIDENT & EMERGENCY SERVICES |  |  | 1 | B | 1 |  | STAR MEDICAL SYSTEM (M) SDN BHD | STAR MEDICAL SYSTEM (M) SDN BHD | STOR 135573 (FA) | JAPAN |  | STAR MEDICAL SYSTEM SDN BHD |  |  | 0 | 0 | 0 | 0 |  |  |  |  | 2016-09-29 | KPJ Ipoh Specialist Hospital | 2 | bar: MAY; NOV
528 | H07B100528 | H07B100528 | 17116 | BEMS | B | - | ACT | C | H07 | BEMS | AUTOMATED EXTERNAL DEFIBRILLATOR | AUTOMATED EXTERNAL DEFIBRILLATOR | BA | A&E | GF | ISH/BE/01515 | 0 |  | 0 | HOSPITAL | 13050 | 0 | 0 | 0 | 0 | 0 | 0 | 0 | 0 | 0 | 0 | 2025-04-01 | 1900-01-01 | 7 | [8 empty] | A&E |  |  |  | 0 | 0 | [12 empty] | admin | 2024-12-12 14:25 |  | DEFIBTECH | LIFELIVE PRO | 400042527 | ACCIDENT & EMERGENCY SERVICES |  |  | 1 | B | 1 |  | PERNIAGAAN MEGAMEDIK SDN BHD | PERNIAGAAN MEGAMEDIK SDN BHD | STOR 143297 (FA) | USA |  | BEMS ISH |  |  | 0 | 0 | 0 | 0 |  |  |  |  | 2017-04-26 | KPJ Ipoh Specialist Hospital | 0
529 | H07B100529 | H07B100529 | 12647 | BEMS | B | - | ACT | C | H07 | BEMS | PATIENT MONITORING SYSTEM | PATIENT MONITORING SYSTEM | BA | A&E | GF | ISH/BE/01591 | 0 |  | 0 | HOSPITAL | 10000 | 0 | 0 | 0 | 0 | 0 | 0 | 0 | 0 | 0 | 0 | 2021-04-01 | 1900-01-01 | 5 | [8 empty] | A&E |  |  |  | 0 | 0 | [12 empty] | admin | 2024-12-12 14:25 |  | NIHON KOHDEN | SVM 7621 | 0000140 | ACCIDENT & EMERGENCY SERVICES |  |  | 1 | B | 1 |  | STAR MEDICAL SYSTEM (M) SDN BHD | STAR MEDICAL SYSTEM (M) SDN BHD |  | JAPAN |  | STAR MEDICAL SYSTEM SDN BHD |  |  | 0 | 0 | 0 | 0 |  |  |  |  | 2019-04-04 | KPJ Ipoh Specialist Hospital | 2 | bar: MAY; NOV
530 | H07B100530 | H07B100530 | 12647 | BEMS | B | - | ACT | C | H07 | BEMS | PATIENT MONITORING SYSTEM | PATIENT MONITORING SYSTEM | BA | A&E | GF | ISH/BE/01593 | 0 |  | 0 | HOSPITAL | 10000 | 0 | 0 | 0 | 0 | 0 | 0 | 0 | 0 | 0 | 0 | 2021-06-01 | 1900-01-01 | 5 | [8 empty] | A&E |  |  |  | 0 | 0 | [12 empty] | admin | 2024-12-12 14:25 |  | NIHON KOHDEN | SVM 7622 | 0000148 | ACCIDENT & EMERGENCY SERVICES |  |  | 1 | B | 1 |  | STAR MEDICAL SYSTEM (M) SDN BHD | STAR MEDICAL SYSTEM (M) SDN BHD | STOR 171671 | JAPAN |  | STAR MEDICAL SYSTEM SDN BHD |  |  | 0 | 0 | 0 | 0 |  |  |  |  | 2019-06-21 | KPJ Ipoh Specialist Hospital | 2 | bar: MAY; NOV
531 | H07B100531 | H07B100531 | 14346 | BEMS | B | - | ACT | C | H07 | BEMS | VEIN VIEWER | VEIN VIEWER | BA | A&E | GF | ISH/BE/01588 | 0 |  | 0 | HOSPITAL | 20000 | 0 | 0 | 0 | 0 | 0 | 0 | 0 | 0 | 0 | 0 | 2024-02-01 | 1900-01-01 | 5 | [8 empty] | A&E |  |  |  | 0 | 0 | [12 empty] | admin | 2024-12-12 14:25 |  | CHRISTIE MEDICAL | MCV134-002102-02 | FLEXB16718N | ACCIDENT & EMERGENCY SERVICES |  |  | 1 | B | 1 |  | SUP100018 | IDS MEDICAL SYSTEM (M) SDN BHD | STOR 166057 | USA |  | IDS MEDICAL SYSTEM SDN BHD |  |  | 0 | 0 | 0 | 0 |  |  |  |  | 2019-02-22 | KPJ Ipoh Specialist Hospital | 1 | bar: DEC
532 | H07B100532 | H07B100532 | 11490 | BEMS | B | - | ACT | C | H07 | BEMS | ELECTROSURGICAL UNITS | ELECTROSURGICAL UNITS | BA | A&E | GF | ISH/BE/01603 | 0 |  | 0 | HOSPITAL | 15000 | 0 | 0 | 0 | 0 | 0 | 0 | 0 | 0 | 0 | 0 | 2023-10-01 | 1900-01-01 | 5 | [8 empty] | A&E |  |  |  | 0 | 0 | [12 empty] | admin | 2024-12-12 14:25 |  | BOVIE | DERM 942 | B4D2579033 | ACCIDENT & EMERGENCY SERVICES |  |  | 1 | B | 1 |  | BERRY MEDICAL SDN BHD | BERRY MEDICAL SDN BHD | STOR 177508 | USA |  | BERRY MEDICAL HEALTHCARE SDN BHD |  |  | 0 | 0 | 0 | 0 |  |  |  |  | 2019-10-31 | KPJ Ipoh Specialist Hospital | 1 | bar: DEC
533 | H07B100533 | H07B100533 | 17203 | BEMS | B | - | ACT | C | H07 | BEMS | ULTRASOUND SYSTEM | ULTRASOUND SYSTEM | BA | A&E | GF | ISH/BE/01693 | 0 |  | 0 | HOSPITAL | 250000 | 0 | 0 | 0 | 0 | 0 | 0 | 0 | 0 | 0 | 0 | 2022-08-02 | 1900-01-01 | 2 | [8 empty] | A&E |  |  |  | 0 | 0 | [12 empty] | admin | 2024-12-12 14:25 |  | BK MEDICAL | BK SPECTO | 2001894 | ACCIDENT & EMERGENCY SERVICES |  |  | 1 | B | 1 |  | SUP100019 | MEDI-LIFE (M) SDN BHD | STOR 203608 | USA |  | MEDI-LIFE (M) SDN BHD |  |  | 0 | 0 | 0 | 0 |  |  |  |  | 2022-08-03 | KPJ Ipoh Specialist Hospital | 2 | bar: FEB; AUG
534 | H07B100534 | H07B100534 | 12636 | BEMS | B | - | ACT | C | H07 | BEMS | VITAL SIGN MONITOR | VITAL SIGN MONITOR | BA | A&E | GF | ISH/BE/01703 | 0 |  | 0 | HOSPITAL | 6800 | 0 | 0 | 0 | 0 | 0 | 0 | 0 | 0 | 0 | 0 | 2025-08-01 | 1900-01-01 | 2 | [8 empty] | A&E |  |  |  | 0 | 0 | [12 empty] | admin | 2024-12-12 14:25 |  | MINDRAY | VS 8 | AS5-24001340 | ACCIDENT & EMERGENCY SERVICES |  |  | 1 | B | 1 |  | LIFETRONIC SDN BHD | LIFETRONIC SDN BHD | STOR 204531 | CHINA |  | LIFETRONIC SDN BHD |  |  | 0 | 0 | 0 | 0 |  |  |  |  | 2022-08-18 | KPJ Ipoh Specialist Hospital | 2 | bar: FEB; AUG
535 | H07B100535 | H07B100535 | 13217 | BEMS | B | - | ACT | C | H07 | BEMS | SYRINGE PUMP | SYRINGE PUMP | BA | A&E | GF | ISH/BE/01710 | 0 |  | 0 | HOSPITAL | 3450 | 0 | 0 | 0 | 0 | 0 | 0 | 0 | 0 | 0 | 0 | 2024-08-01 | 1900-01-01 | 2 | [8 empty] | A&E |  |  |  | 0 | 0 | [12 empty] | admin | 2024-12-12 14:25 |  | TERUMO | TE*SS730N02 | 2109012156 | ACCIDENT & EMERGENCY SERVICES |  |  | 1 | B | 1 |  | SUMMIT COMPANY (M) SDN BHD | SUMMIT COMPANY (M) SDN BHD | STOR 204569 | JAPAN |  | SUMMIT COMPANY (MALAYSIA) SDN BHD |  |  | 0 | 0 | 0 | 0 |  |  |  |  | 2022-08-30 | KPJ Ipoh Specialist Hospital | 2 | bar: FEB; AUG
536 | H07B100536 | H07B100536 | 13461 | BEMS | B | - | ACT | N | H07 | BEMS | WEIGHING SCALES | WEIGHING SCALES | BA | A&E | GF | ISH/BE/01721 | 0 |  | 0 | HOSPITAL | 5500 | 0 | 0 | 0 | 0 | 0 | 0 | 0 | 0 | 0 | 0 | 2022-03-02 | 1900-01-01 | 2 | [8 empty] | A&E |  |  |  | 0 | 0 | [12 empty] | admin | 2024-12-12 14:25 |  | SECA | SECA 954 | 10000000639879 | ACCIDENT & EMERGENCY SERVICES |  |  | 1 | B | 1 |  | HARMONI JAYA | HARMONI JAYA | STOR 200382 | JAPAN |  | HARMONI JAYA |  |  | 0 | 0 | 0 | 0 |  |  |  |  | 2022-07-03 | KPJ Ipoh Specialist Hospital | 1 | bar: FEB
537 | H07B100537 | H07B100537 | 17203 | BEMS | B | - | ACT | C | H07 | BEMS | ULTRASOUND SYSTEM | ULTRASOUND SYSTEM | BA | A&E | GF | ISH/BE/01747 | 0 |  | 0 | HOSPITAL | 200000 | 0 | 0 | 0 | 0 | 0 | 0 | 0 | 0 | 0 | 0 |  | 1900-01-01 | 2 | [8 empty] | A&E |  |  |  | 0 | 0 | [12 empty] | admin | 2024-12-12 14:25 |  | GE | GE VIVID T8 V204 | 6094193WX0 | ACCIDENT & EMERGENCY SERVICES |  |  | 1 | B | 1 |  | I MEDIC IMAGING SDN BHD | I MEDIC IMAGING SDN BHD | STOR208095 | GERMANY |  | I MEDIC IMAGING SDN BHD |  |  | 0 | 0 | 0 | 0 |  |  |  |  | 2022-12-27 | KPJ Ipoh Specialist Hospital | 2 | bar: JUN; DEC
538 | H07B100538 | H07B100538 | 15076 | BEMS | B | - | ACT | C | H07 | BEMS | VIDEO LARYNGOSCOPE | VIDEO LARYNGOSCOPE | BA | A&E | GF | ISH/BE/01766 | 0 |  | 0 | HOSPITAL | 9000 | 0 | 0 | 0 | 0 | 0 | 0 | 0 | 0 | 0 | 0 | 2024-07-03 | 1900-01-01 | 1 | [8 empty] | A&E |  |  |  | 0 | 0 | [12 empty] | admin | 2024-12-12 14:25 |  | SHENZHEN BESTDATA TECHNOL | BD-DF | NA | ACCIDENT & EMERGENCY SERVICES |  |  | 1 | B | 1 |  | MEDIC DOT COM SDN BHD | MEDIC DOT COM SDN BHD | STOR 207752 | CHINA |  | MEDIC DOT COM |  |  | 0 | 0 | 0 | 0 |  |  |  |  | 2023-08-03 | KPJ Ipoh Specialist Hospital | 1 | bar: MAR
539 | H07B100539 | H07B100539 | 13215 | BEMS | B | - | ACT | C | H07 | BEMS | INFUSION PUMP | INFUSION PUMP | BA | A&E | GF | ISH/BE/01805 | 0 |  | 0 | HOSPITAL | 4730 | 0 | 0 | 0 | 0 | 0 | 0 | 0 | 0 | 0 | 0 | 2025-02-05 | 1900-01-01 | 1 | [8 empty] | A&E |  |  |  | 0 | 0 | [12 empty] | admin | 2024-12-12 14:25 |  | TERUMO | TE*LM730A03 | 2003010024 | ACCIDENT & EMERGENCY SERVICES |  |  | 1 | B | 1 |  | SUMMIT COMPANY (MALAYSIA) SDN BHD | SUMMIT COMPANY (MALAYSIA) SDN BHD | STOR 211730 | JAPAN |  | SUMMIT COMPANY (MALAYSIA) SDN BHD |  |  | 0 | 0 | 0 | 0 |  |  |  |  | 2023-03-05 | KPJ Ipoh Specialist Hospital | 2 | bar: MAY; NOV
540 | H07B100540 | H07B100540 | 13215 | BEMS | B | - | ACT | C | H07 | BEMS | INFUSION PUMP | INFUSION PUMP | BA | A&E | GF | ISH/BE/01819 | 0 |  | 0 | HOSPITAL | 4730 | 0 | 0 | 0 | 0 | 0 | 0 | 0 | 0 | 0 | 0 | 2025-02-05 | 1900-01-01 | 1 | [8 empty] | A&E |  |  |  | 0 | 0 | [12 empty] | admin | 2024-12-12 14:25 |  | TERUMO | TE*LM730A03 | 2008010063 | ACCIDENT & EMERGENCY SERVICES |  |  | 1 | B | 1 |  | SUMMIT COMPANY (MALAYSIA) SDN BHD | SUMMIT COMPANY (MALAYSIA) SDN BHD | STOR 211730 | JAPAN |  | SUMMIT COMPANY (MALAYSIA) SDN BHD |  |  | 0 | 0 | 0 | 0 |  |  |  |  | 2023-03-05 | KPJ Ipoh Specialist Hospital | 2 | bar: MAY; NOV
541 | H07B100541 | H07B100541 | 13217 | BEMS | B | - | ACT | C | H07 | BEMS | SYRINGE PUMP | SYRINGE PUMP | BA | A&E | GF | ISH/BE/01828 | 0 |  | 0 | HOSPITAL | 3680 | 0 | 0 | 0 | 0 | 0 | 0 | 0 | 0 | 0 | 0 | 2025-02-05 | 1900-01-01 | 1 | [8 empty] | A&E |  |  |  | 0 | 0 | [12 empty] | admin | 2024-12-12 14:25 |  | TERUMO | TE*SS730N02 | 2111012049 | ACCIDENT & EMERGENCY SERVICES |  |  | 1 | B | 1 |  | SUMMIT COMPANY (MALAYSIA) SDN BHD | SUMMIT COMPANY (MALAYSIA) SDN BHD | STOR 211747 | JAPAN |  | SUMMIT COMPANY (MALAYSIA) SDN BHD |  |  | 0 | 0 | 0 | 0 |  |  |  |  | 2023-03-05 | KPJ Ipoh Specialist Hospital | 2 | bar: MAY; NOV
542 | H07B100542 | H07B100542 | 13360 | BEMS | B | - | ACT | C | H07 | BEMS | RESUSCITAITORS | RESUSCITAITORS | BA | A&E | GF | ISH/BE/01039 | 0 |  | 0 | HOSPITAL | 29000 | 0 | 0 | 0 | 0 | 0 | 0 | 0 | 0 | 0 | 0 | 2013-02-01 | 1900-01-01 | 12 | [8 empty] | A&E |  |  |  | 0 | 0 | [12 empty] | admin | 2024-12-12 14:25 |  | DRAGER | RESUSCITAIRE | CG05251 | ACCIDENT & EMERGENCY SERVICES |  |  | 1 | B | 1 |  | BEAU CONSORTIUM SDN BHD | BEAU CONSORTIUM SDN BHD | STOR 91940 (FA) | GERMANY |  | DREAGER MALAYSIA SDN BHD |  |  | 0 | 0 | 0 | 0 |  |  |  |  | 2012-12-02 | KPJ Ipoh Specialist Hospital | 2 | bar: JUN; DEC
543 | H07B100543 | H07B100543 | 10414 | BEMS | B | - | ACT | C | H07 | BEMS | WARMING SYSTEM | WARMING SYSTEM | BA | A&E | GF | ISH/BE/01873 | 0 |  | 0 | HOSPITAL | 10500 | 0 | 0 | 0 | 0 | 0 | 0 | 0 | 0 | 0 | 0 |  | 1900-01-01 | 1 | [8 empty] | A&E |  |  |  | 0 | 0 | [12 empty] | admin | 2024-12-12 14:25 |  | GENTHERM | WARM AIR | 224-13519450 | ACCIDENT & EMERGENCY SERVICES |  |  | 1 | B | 1 |  | SUP100016 | INSAN BAKTI SDN BHD | STOR213563 | USA |  | INSAN BAKTI SDN BHD |  |  | 0 | 0 | 0 | 0 |  |  |  |  | 2023-06-23 | KPJ Ipoh Specialist Hospital | 1 | bar: JUN
544 | H07B100544 | H07B100544 | - | BEMS | B | - | ACT | C | H07 | BEMS | CHEST COMPRESSION,LUCAS 3 | CHEST COMPRESSION,LUCAS 3 | BA | A&E | GF | ISH/BE/01891 | 0 |  | 0 | HOSPITAL | 75800 | 0 | 0 | 0 | 0 | 0 | 0 | 0 | 0 | 0 | 0 | 2025-12-07 | 1900-01-01 | 1 | [8 empty] | A&E |  |  |  | 0 | 0 | [12 empty] | admin | 2024-12-12 14:25 |  | STRYKER | 99576-000064 | 3522DM96 | ACCIDENT & EMERGENCY SERVICES |  |  | 1 | B | 1 |  | SUP100018 | IDS MEDICAL SYSTEM (M) SDN BHD | STOR214875 | USA |  | IDS MEDICAL SYSTEM (M) SDN BHD |  |  | 0 | 0 | 0 | 0 |  |  |  |  | 2023-07-13 | KPJ Ipoh Specialist Hospital | 2 | bar: JAN; JUL
545 | H07B100545 | H07B100545 | 17116 | BEMS | B | - | ACT | C | H07 | BEMS | DEFIBRILLATOR | DEFIBRILLATOR | BA | A&E | GF | ISH/BE/01896 | 0 |  | 0 | HOSPITAL | 0 | 0 | 0 | 0 | 0 | 0 | 0 | 0 | 0 | 0 | 0 |  | 1900-01-01 | 1 | [8 empty] | A&E |  |  |  | 0 | 0 | [12 empty] | admin | 2024-12-12 14:25 |  | NIHON KOHDEN | TEC-5631 | 21230 | ACCIDENT & EMERGENCY SERVICES |  |  | 1 | B | 1 |  | STAR MEDICAL SYSTEM (M) SDN BHD | STAR MEDICAL SYSTEM (M) SDN BHD | STOR212365 | JAPAN |  | STAR MEDICAL SYSTEM (M) SDN BHD |  |  | 0 | 0 | 0 | 0 |  |  |  |  | 2023-07-20 | KPJ Ipoh Specialist Hospital | 2 | bar: JAN; JUL
546 | H07B100546 | H07B100546 | 17116 | BEMS | B | - | ACT | C | H07 | BEMS | DEFIBRILLATOR | DEFIBRILLATOR | BA | A&E | GF | ISH/BE/01897 | 0 |  | 0 | HOSPITAL | 68000 | 0 | 0 | 0 | 0 | 0 | 0 | 0 | 0 | 0 | 0 |  | 1900-01-01 | 1 | [8 empty] | A&E |  |  |  | 0 | 0 | [12 empty] | admin | 2024-12-12 14:25 |  | NIHON KOHDEN | EMS-1052 | 01415 | ACCIDENT & EMERGENCY SERVICES |  |  | 1 | B | 1 |  | STAR MEDICAL SYSTEM (M) SDN BHD | STAR MEDICAL SYSTEM (M) SDN BHD | STOR212365 | JAPAN |  | STAR MEDICAL SYSTEM (M) SDN BHD |  |  | 0 | 0 | 0 | 0 |  |  |  |  | 2023-07-20 | KPJ Ipoh Specialist Hospital | 2 | bar: JAN; JUL
547 | H07B100547 | H07B100547 | 12636 | BEMS | B | - | ACT | C | H07 | BEMS | VITAL SIGN MONITOR | VITAL SIGN MONITOR | BA | A&E | GF | ISH/BE/01948 | 0 |  | 0 | HOSPITAL | 6000 | 0 | 0 | 0 | 0 | 0 | 0 | 0 | 0 | 0 | 0 |  | 1900-01-01 | 1 | [8 empty] | A&E |  |  |  | 0 | 0 | [12 empty] | admin | 2024-12-12 14:25 |  | NIHON KOHDEN | SVM-7260 | 01452 | ACCIDENT & EMERGENCY SERVICES |  |  | 1 | B | 1 |  | STAR MEDICAL SYSTEM (M) SDN BHD | STAR MEDICAL SYSTEM (M) SDN BHD |  | JAPAN |  | STAR MEDICAL SYSTEM (M) SDN BHD |  |  | 0 | 0 | 0 | 0 |  |  |  |  | 2023-10-26 | KPJ Ipoh Specialist Hospital | 2 | bar: APR; OCT
548 | H07B100548 | H07B100548 | 12636 | BEMS | B | - | ACT | C | H07 | BEMS | VITAL SIGN MONITOR | VITAL SIGN MONITOR | BA | A&E | GF | ISH/BE/01949 | 0 |  | 0 | HOSPITAL | 6000 | 0 | 0 | 0 | 0 | 0 | 0 | 0 | 0 | 0 | 0 |  | 1900-01-01 | 1 | [8 empty] | A&E |  |  |  | 0 | 0 | [12 empty] | admin | 2024-12-12 14:25 |  | NIHON KOHDEN | SVM-7260 | 01451 | ACCIDENT & EMERGENCY SERVICES |  |  | 1 | B | 1 |  | STAR MEDICAL SYSTEM (M) SDN BHD | STAR MEDICAL SYSTEM (M) SDN BHD |  | JAPAN |  | STAR MEDICAL SYSTEM (M) SDN BHD |  |  | 0 | 0 | 0 | 0 |  |  |  |  | 2023-10-26 | KPJ Ipoh Specialist Hospital | 2 | bar: APR; OCT
549 | H07B100549 | H07B100549 | 12647 | BEMS | B | - | ACT | C | H07 | BEMS | PATIENT MONITORING SYSTEM | PATIENT MONITORING SYSTEM | BA | A&E | GF | ISH/BE/01957 | 0 |  | 0 | HOSPITAL | 64000 | 0 | 0 | 0 | 0 | 0 | 0 | 0 | 0 | 0 | 0 | 2025-03-12 | 1900-01-01 | 1 | [8 empty] | A&E |  |  |  | 0 | 0 | [12 empty] | admin | 2024-12-12 14:25 |  | NIHON KOHDEN | LIFESCOPE G5 CSM-1502K/BSM-1763 | 07612/11731 | ACCIDENT & EMERGENCY SERVICES |  |  | 1 | B | 1 |  | STAR MEDICAL SYSTEM (M) SDN BHD | STAR MEDICAL SYSTEM (M) SDN BHD | STOR217984 | JAPAN |  | STAR MEDICAL SYSTEM (M) SDN BHD |  |  | 0 | 0 | 0 | 0 |  |  |  |  | 2023-04-12 | KPJ Ipoh Specialist Hospital | 2 | bar: JUN; DEC
550 | H07B100550 | H07B100550 | 12647 | BEMS | B | - | ACT | C | H07 | BEMS | PATIENT MONITORING SYSTEM | PATIENT MONITORING SYSTEM | BA | A&E | GF | ISH/BE/01958 | 0 |  | 0 | HOSPITAL | 64000 | 0 | 0 | 0 | 0 | 0 | 0 | 0 | 0 | 0 | 0 | 2025-03-12 | 1900-01-01 | 1 | [8 empty] | A&E |  |  |  | 0 | 0 | [12 empty] | admin | 2024-12-12 14:25 |  | NIHON KOHDEN | LIFESCOPE G5 CSM-1502K/BSM-1763 | 07613/11730 | ACCIDENT & EMERGENCY SERVICES |  |  | 1 | B | 1 |  | STAR MEDICAL SYSTEM (M) SDN BHD | STAR MEDICAL SYSTEM (M) SDN BHD | STOR217984 | JAPAN |  | STAR MEDICAL SYSTEM (M) SDN BHD |  |  | 0 | 0 | 0 | 0 |  |  |  |  | 2023-04-12 | KPJ Ipoh Specialist Hospital | 2 | bar: JUN; DEC
551 | H07B100551 | H07B100551 | 11407 | BEMS | B | - | ACT | C | H07 | BEMS | ELECTROCARDIOGRAPH | ELECTROCARDIOGRAPH | BA | A&E | GF | ISH/BE/01966 | 0 |  | 0 | HOSPITAL | 22000 | 0 | 0 | 0 | 0 | 0 | 0 | 0 | 0 | 0 | 0 | 2027-02-28 | 1900-01-01 | 0 | [8 empty] | A&E |  |  |  | 0 | 0 | [12 empty] | admin | 2024-12-12 14:25 |  | NORAV MEDICAL | NECG-12 | M12501830004 | ACCIDENT & EMERGENCY SERVICES |  |  | 1 | B | 1 |  | SUN MEDICAL SYSTEMS SDN. BHD | SUN MEDICAL SYSTEMS SDN. BHD | STOR 220952 | GERMANY |  | SUN MEDICAL SYSTEM SDN. BHD |  |  | 0 | 0 | 0 | 0 |  |  |  |  | 2024-02-29 | KPJ Ipoh Specialist Hospital | 2 | bar: FEB; AUG
552 | H07B100552 | H07B100552 | 15709 | BEMS | B | - | ACT | C | H07 | BEMS | I-STAT | I-STAT | BA | A&E | GF | ISH/BE/01976 | 0 |  | 0 | HOSPITAL | 44550 | 0 | 0 | 0 | 0 | 0 | 0 | 0 | 0 | 0 | 0 | 2025-03-06 | 1900-01-01 | 0 | [8 empty] | A&E |  |  |  | 0 | 0 | [12 empty] | admin | 2024-12-12 14:25 |  | ABBOTT | I-STAT ALINITY | 810419 | ACCIDENT & EMERGENCY SERVICES |  |  | 1 | B | 1 |  | TRANSMEDIC HEALTHCARE SDN BHD | TRANSMEDIC HEALTHCARE SDN BHD | STOR 220530 |  |  | TRANSMEDIC HEALTHCARE SDN BHD |  |  | 0 | 0 | 0 | 0 |  |  |  |  | 2024-03-07 | KPJ Ipoh Specialist Hospital | 2 | bar: MAR; SEP
553 | H07B100553 | H07B100553 | 17116 | BEMS | B | - | ACT | C | H07 | BEMS | DEFIBRILLATOR | DEFIBRILLATOR | BA | A&E | GF | ISH/BE/02009 | 0 |  | 0 | HOSPITAL | 24400 | 0 | 0 | 0 | 0 | 0 | 0 | 0 | 0 | 0 | 0 | 2026-05-17 | 1900-01-01 | 0 | [8 empty] | A&E |  |  |  | 0 | 0 | [12 empty] | admin | 2024-12-12 14:25 |  | NIHON KOHDEN | TEC-5631 | 20113 | ACCIDENT & EMERGENCY SERVICES |  |  | 1 | B | 1 |  | STAR MEDICAL SYSTEMS (M) SDN BHD | STAR MEDICAL SYSTEMS (M) SDN BHD | STOR 224600 | JAPAN |  | STAR MEDICAL SYSTEM (M) SDN BHD |  |  | 0 | 0 | 0 | 0 |  |  |  |  | 2024-07-05 | KPJ Ipoh Specialist Hospital | 2 | bar: MAY; NOV
554 | H07B100554 | H07B100554 | 15613 | BEMS | B | - | ACT | C | H07 | BEMS | PORTABLE VENTILATOR | PORTABLE VENTILATOR | BA | A&E | GF | ISH/BE/02029 | 0 |  | 0 | HOSPITAL | 117000 | 0 | 0 | 0 | 0 | 0 | 0 | 0 | 0 | 0 | 0 | 2026-07-28 | 1900-01-01 | 0 | [8 empty] | A&E |  |  |  | 0 | 0 | [12 empty] | admin | 2024-12-12 14:25 |  | HAMILTON MEDICAL | HAMILTON-T1 | 28914 | ACCIDENT & EMERGENCY SERVICES |  |  | 1 | B | 1 |  | STAR MEDIK SDN BHD | STAR MEDIK SDN BHD | STOR 226458 | SWITZERLAND |  | STAR MEDIK SDN BHD |  |  | 0 | 0 | 0 | 0 |  |  |  |  | 2024-07-29 | KPJ Ipoh Specialist Hospital | 2 | bar: JAN; JUL
555 | H07B100555 | H07B100555 | 13461 | BEMS | B | - | ACT | N | H07 | BEMS | WEIGHING SCALES | WEIGHING SCALES | BA | A&E | GF | ISH/BE/02035 | 0 |  | 0 | HOSPITAL | 3600 | 0 | 0 | 0 | 0 | 0 | 0 | 0 | 0 | 0 | 0 | 2029-08-25 | 1900-01-01 | 0 | [8 empty] | A&E |  |  |  | 0 | 0 | [12 empty] | admin | 2024-12-12 14:25 |  | MARSDEN | M-125 | 22304468 | ACCIDENT & EMERGENCY SERVICES |  |  | 1 | B | 1 |  | SUP100026 | PRINCIP ENGINEERING | STOR 229402 (FA) | UK |  | PRINCIP ENGINEERING |  |  | 0 | 0 | 0 | 0 |  |  |  |  | 2024-08-26 | KPJ Ipoh Specialist Hospital | 1 | bar: AUG
292 | H07B100292 | H07B100292 | 10134 | BEMS | B | - | CDM | C | H07 | BEMS | ANEASTHESIA UNITS | ANEASTHESIA UNITS | BA | CATHLAB | L01 | ISH/BE/00835 | 0 |  | 0 | HOSPITAL | 120000 | 0 | 0 | 0 | 0 | 0 | 0 | 0 | 0 | 0 | 0 | 2011-07-01 | 1900-01-01 | 14 | [8 empty] | OT |  |  |  | 0 | 0 | [12 empty] | admin | 2024-12-12 14:25 |  | DATEX OHMEDA | AESTIVA / 5 | AMRP 00894 | OPERATION THEATRE |  |  | 1 | B | 1 |  | MEDITECH ADVANCE SDN BHD | MEDITECH ADVANCE SDN BHD |  | GERMANY |  | INSAN BAKTI SDN BHD |  |  | 0 | 0 | 0 | 0 |  |  |  |  | 2010-07-13 | KPJ Ipoh Specialist Hospital | 2 | bar: JUN; DEC
556 | H07B100556 | H07B100556 | 16516 | BEMS | B | - | ACT | C | H07 | BEMS | TEMPORARY EXTERNAL PACEMAKER | TEMPORARY EXTERNAL PACEMAKER | BA | CATHLAB | GF | ISH/BE/00594 | 0 |  | 0 | HOSPITAL | 20000 | 0 | 0 | 0 | 0 | 0 | 0 | 0 | 0 | 0 | 0 |  | 1900-01-01 | 26 | [8 empty] | CATHLAB |  |  |  | 0 | 0 | [12 empty] | admin | 2024-12-12 14:25 |  | MEDTRONIC | 5348 | PEP 003273 P | CATHETERIZATION LABORATORY |  |  | 1 | B | 1 |  | T & T HEALTHCARE | T & T HEALTHCARE |  | USA |  | MED IMAG ENTERPRISE |  |  | 0 | 0 | 0 | 0 |  |  |  |  | 1996-11-20 | KPJ Ipoh Specialist Hospital | 1 | bar: MAR
557 | H07B100557 | H07B100557 | 10208 | BEMS | B | - | ACT | C | H07 | BEMS | ASPIRATORS | ASPIRATORS | BA | CATHLAB | GF | ISH/BE/00598 | 0 |  | 0 | HOSPITAL | 4000 | 0 | 0 | 0 | 0 | 0 | 0 | 0 | 0 | 0 | 0 |  | 1900-01-01 | 27 | [8 empty] | CATHLAB |  |  |  | 0 | 0 | [12 empty] | admin | 2024-12-12 14:25 |  | AMEDA EGNAL | COMPACT 30II | 609008 | CATHETERIZATION LABORATORY |  |  | 1 | B | 1 |  | HISTOPOINT SND BHD | HISTOPOINT SND BHD |  | JAPAN |  | PRINCIP ENGINEERING |  |  | 0 | 0 | 0 | 0 |  |  |  |  | 1997-07-01 | KPJ Ipoh Specialist Hospital | 1 | bar: JUL
559 | H07B100559 | H07B100559 | 12647 | BEMS | B | - | ACT | C | H07 | BEMS | PATIENT MONITORING SYSTEM | PATIENT MONITORING SYSTEM | BA | CATHLAB | GF | ISH/BE/00800 | 0 |  | 0 | HOSPITAL | 11800 | 0 | 0 | 0 | 0 | 0 | 0 | 0 | 0 | 0 | 0 | 2011-04-01 | 1900-01-01 | 14 | [8 empty] | CATHLAB |  |  |  | 0 | 0 | [12 empty] | admin | 2024-12-12 14:25 |  | EDAN | M8B | M8B2021035371LD | CATHETERIZATION LABORATORY |  |  | 1 | B | 1 |  | MEDITECH ADVANCE SDN BHD | MEDITECH ADVANCE SDN BHD |  | CHINA |  | PRINCIP ENGINEERING |  |  | 0 | 0 | 0 | 0 |  |  |  |  | 2010-04-21 | KPJ Ipoh Specialist Hospital | 2 | bar: JAN; JUL
560 | H07B100560 | H07B100560 | 12647 | BEMS | B | - | ACT | C | H07 | BEMS | PATIENT MONITORING SYSTEM | PATIENT MONITORING SYSTEM | BA | CATHLAB | GF | ISH/BE/00801 | 0 |  | 0 | HOSPITAL | 11800 | 0 | 0 | 0 | 0 | 0 | 0 | 0 | 0 | 0 | 0 | 2011-04-01 | 1900-01-01 | 14 | [8 empty] | CATHLAB |  |  |  | 0 | 0 | [12 empty] | admin | 2024-12-12 14:25 |  | EDAN | M8B | M8B2021035373LD | CATHETERIZATION LABORATORY |  |  | 1 | B | 1 |  | MEDITECH ADVANCE SDN BHD | MEDITECH ADVANCE SDN BHD |  | CHINA |  | PRINCIP ENGINEERING |  |  | 0 | 0 | 0 | 0 |  |  |  |  | 2010-04-21 | KPJ Ipoh Specialist Hospital | 2 | bar: JAN; JUL
561 | H07B100561 | H07B100561 | 13217 | BEMS | B | - | ACT | C | H07 | BEMS | SYRINGE PUMP | SYRINGE PUMP | BA | CATHLAB | GF | ISH/BE/00913 | 0 |  | 0 | HOSPITAL | 2950 | 0 | 0 | 0 | 0 | 0 | 0 | 0 | 0 | 0 | 0 | 2011-11-01 | 1900-01-01 | 14 | [8 empty] | CATHLAB |  |  |  | 0 | 0 | [12 empty] | admin | 2024-12-12 14:25 |  | TERUMO | TE 331 | 1004000899 | CATHETERIZATION LABORATORY |  |  | 1 | B | 1 |  | SUMMIT COMPANY (M) SDN BHD | SUMMIT COMPANY (M) SDN BHD |  | JAPAN |  | PRIDE OUTLET SDN BHD |  |  | 0 | 0 | 0 | 0 |  |  |  |  | 2010-10-11 | KPJ Ipoh Specialist Hospital | 1 | bar: JUN
562 | H07B100562 | H07B100562 | 13215 | BEMS | B | - | ACT | C | H07 | BEMS | INFUSION PUMP | INFUSION PUMP | BA | CATHLAB | GF | ISH/BE/00914 | 0 |  | 0 | HOSPITAL | 4200 | 0 | 0 | 0 | 0 | 0 | 0 | 0 | 0 | 0 | 0 | 2011-11-01 | 1900-01-01 | 14 | [8 empty] | CATHLAB |  |  |  | 0 | 0 | [12 empty] | admin | 2024-12-12 14:25 |  | TERUMO | TE 112 | O911000237 | CATHETERIZATION LABORATORY |  |  | 1 | B | 1 |  | SUMMIT COMPANY (M) SDN BHD | SUMMIT COMPANY (M) SDN BHD |  | JAPAN |  | PRIDE OUTLET SDN BHD |  |  | 0 | 0 | 0 | 0 |  |  |  |  | 2010-10-11 | KPJ Ipoh Specialist Hospital | 1 | bar: NOV
563 | H07B100563 | H07B100563 | 16156 | BEMS | B | - | ACT | N | H07 | BEMS | ANEROID SPHYGMOMANOMETER | ANEROID SPHYGMOMANOMETER | BA | CATHLAB | GF | ISH/BE/01571 | 0 |  | 0 | HOSPITAL | 450 | 0 | 0 | 0 | 0 | 0 | 0 | 0 | 0 | 0 | 0 | 2019-05-01 | 1900-01-01 | 6 | [8 empty] | CATHLAB |  |  |  | 0 | 0 | [12 empty] | admin | 2024-12-12 14:25 |  | MDF | MDF840 | MDF 840 | CATHETERIZATION LABORATORY |  |  | 1 | B | 1 |  | AL GLOBAL CORPORATION (M) SDN BHD | AL GLOBAL CORPORATION (M) SDN BHD | STOR 152636 (FA) | USA |  | PRINCIP ENGINEERING |  |  | 0 | 0 | 0 | 0 |  |  |  |  | 2018-05-29 | KPJ Ipoh Specialist Hospital | 1 | bar: DEC
564 | H07B100564 | H07B100564 | 12647 | BEMS | B | - | ACT | C | H07 | BEMS | PATIENT MONITORING SYSTEM | PATIENT MONITORING SYSTEM | BA | CATHLAB | GF | ISH/BE/00951 | 0 |  | 0 | HOSPITAL | 81147.54 | 0 | 0 | 0 | 0 | 0 | 0 | 0 | 0 | 0 | 0 | 2012-03-01 | 1900-01-01 | 13 | [8 empty] | CATHLAB |  |  |  | 0 | 0 | [12 empty] | admin | 2024-12-12 14:25 |  | DATEX OHMEDA | S/5 | 6682980 | CATHETERIZATION LABORATORY |  |  | 1 | B | 1 |  | MEDITECH ADVANCE SDN BHD | MEDITECH ADVANCE SDN BHD |  | GERMANY |  | INSAN BAKTI SDN BHD |  |  | 0 | 0 | 0 | 0 |  |  |  |  | 2011-08-03 | KPJ Ipoh Specialist Hospital | 2 | bar: JUN; DEC
565 | H07B100565 | H07B100565 | 16516 | BEMS | B | - | ACT | C | H07 | BEMS | TEMPORARY EXTERNAL PACEMAKER | TEMPORARY EXTERNAL PACEMAKER | BA | CATHLAB | GF | ISH/BE/01724 | 0 |  | 0 | HOSPITAL | 20000 | 0 | 0 | 0 | 0 | 0 | 0 | 0 | 0 | 0 | 0 |  | 1900-01-01 | 2 | [8 empty] | CATHLAB |  |  |  | 0 | 0 | [12 empty] | admin | 2024-12-12 14:25 |  | MEDTRONIC | 5392 | DJH044766P | CATHETERIZATION LABORATORY |  |  | 1 | B | 1 |  | MEDTRONIC MALAYSIA SDN BHD | MEDTRONIC MALAYSIA SDN BHD | STOR 207182 | USA |  | MEDTRONIC MALAYSIA SDN BHD |  |  | 0 | 0 | 0 | 0 |  |  |  |  | 2022-10-11 | KPJ Ipoh Specialist Hospital | 1 | bar: NOV
566 | H07B100566 | H07B100566 | 16516 | BEMS | B | - | ACT | C | H07 | BEMS | TEMPORARY EXTERNAL PACEMAKER | TEMPORARY EXTERNAL PACEMAKER | BA | CATHLAB | GF | ISH/BE/01725 | 0 |  | 0 | HOSPITAL | 20000 | 0 | 0 | 0 | 0 | 0 | 0 | 0 | 0 | 0 | 0 |  | 1900-01-01 | 2 | [8 empty] | CATHLAB |  |  |  | 0 | 0 | [12 empty] | admin | 2024-12-12 14:25 |  | MEDTRONIC | 5392 | DJH044767P | CATHETERIZATION LABORATORY |  |  | 1 | B | 1 |  | MEDTRONIC MALAYSIA SDN BHD | MEDTRONIC MALAYSIA SDN BHD | STOR 207182 | USA |  | MEDTRONIC MALAYSIA SDN BHD |  |  | 0 | 0 | 0 | 0 |  |  |  |  | 2022-10-11 | KPJ Ipoh Specialist Hospital | 1 | bar: NOV
567 | H07B100567 | H07B100567 | 16560 | BEMS | B | - | ACT | C | H07 | BEMS | ANGIOGRAPHY WITH HEMODYNAMICS & IVUS | ANGIOGRAPHY WITH HEMODYNAMICS & IVUS | BA | CATHLAB | GF | ISH/BE/01750 | 0 |  | 0 | HOSPITAL | 3417710 | 0 | 0 | 0 | 0 | 0 | 0 | 0 | 0 | 0 | 0 | 2024-12-27 | 1900-01-01 | 2 | [8 empty] | CATHLAB |  |  |  | 0 | 0 | [12 empty] | admin | 2024-12-12 14:25 |  | PHILIPS | AZURION 7 C12 | 612 | CATHETERIZATION LABORATORY |  |  | 1 | B | 1 |  | LAC MEDICAL SUPPLIES SDN BHD | LAC MEDICAL SUPPLIES SDN BHD | STOR 205056 | NETHERLANDS |  | LAC MEDICAL SUPPLIES SDN BHD |  |  | 0 | 0 | 0 | 0 |  |  |  |  | 2022-12-28 | KPJ Ipoh Specialist Hospital | 2 | bar: JUN; DEC
568 | H07B100568 | H07B100568 | 15284 | BEMS | B | - | ACT | C | H07 | BEMS | INJECTOR | INJECTOR | BA | CATHLAB | GF | ISH/BE/01754 | 0 |  | 0 | HOSPITAL | 0 | 0 | 0 | 0 | 0 | 0 | 0 | 0 | 0 | 0 | 0 | 2025-01-16 | 1900-01-01 | 1 | [8 empty] | CATHLAB |  |  |  | 0 | 0 | [12 empty] | admin | 2024-12-12 14:25 |  | MALLINCKROOT | ANGIOMAT ILLUMENA | C0722C290G | CATHETERIZATION LABORATORY |  |  | 1 | B | 1 |  | LAC MEDICAL SUPPLIES SDN BHD | LAC MEDICAL SUPPLIES SDN BHD | STOR 205056 |  |  | LAC MEDICAL SUPPLIES SDN BHD |  |  | 0 | 0 | 0 | 0 |  |  |  |  | 2023-01-17 | KPJ Ipoh Specialist Hospital | 2 | bar: JAN; JUL
569 | H07B100569 | H07B100569 | 10414 | BEMS | B | - | ACT | C | H07 | BEMS | WARMING SYSTEM | WARMING SYSTEM | BA | CATHLAB | GF | ISH/BE/01874 | 0 |  | 0 | HOSPITAL | 10500 | 0 | 0 | 0 | 0 | 0 | 0 | 0 | 0 | 0 | 0 |  | 1900-01-01 | 1 | [8 empty] | CATHLAB |  |  |  | 0 | 0 | [12 empty] | admin | 2024-12-12 14:25 |  | GENTHERM | WARM AIR | 224-13519489 | CATHETERIZATION LABORATORY |  |  | 1 | B | 1 |  | SUP100016 | INSAN BAKTI SDN BHD | STOR213563 | USA |  | INSAN BAKTI SDN BHD |  |  | 0 | 0 | 0 | 0 |  |  |  |  | 2023-06-23 | KPJ Ipoh Specialist Hospital | 2 | bar: JUN; DEC
570 | H07B100570 | H07B100570 | 17116 | BEMS | B | - | ACT | C | H07 | BEMS | DEFIBRILLATOR | DEFIBRILLATOR | BA | CATHLAB | GF | ISH/BE/01895 | 0 |  | 0 | HOSPITAL | 25600 | 0 | 0 | 0 | 0 | 0 | 0 | 0 | 0 | 0 | 0 |  | 1900-01-01 | 1 | [8 empty] | CATHLAB |  |  |  | 0 | 0 | [12 empty] | admin | 2024-12-12 14:25 |  | NIHON KOHDEN | TEC-5631 | 21229 | CATHETERIZATION LABORATORY |  |  | 1 | B | 1 |  | STAR MEDICAL SYSTEM (M) SDN BHD | STAR MEDICAL SYSTEM (M) SDN BHD | STOR212365 | JAPAN |  | STAR MEDICAL SYSTEM (M) SDN BHD |  |  | 0 | 0 | 0 | 0 |  |  |  |  | 2023-07-20 | KPJ Ipoh Specialist Hospital | 2 | bar: JAN; JUL
571 | H07B100571 | H07B100571 | 10208 | BEMS | B | - | ACT | C | H07 | BEMS | ASPIRATOR | ASPIRATOR | BA | CATHLAB | GF | ISH/BE/02068 | 0 |  | 0 | HOSPITAL | 1400 | 0 | 0 | 0 | 0 | 0 | 0 | 0 | 0 | 0 | 0 | 2025-09-25 | 1900-01-01 | 0 | [8 empty] | CATHLAB |  |  |  | 0 | 0 | [12 empty] | admin | 2024-12-12 14:25 |  | CA-MI | NEW ASKIR 30 PROXIMITY | 8445 | CATHETERIZATION LABORATORY |  |  | 1 | B | 1 |  | SUP100026 | PRINCIP ENGINEERING | STOR 230476 | ITALY |  | PRINCIP ENGINEERING |  |  | 0 | 0 | 0 | 0 |  |  |  |  | 2024-09-26 | KPJ Ipoh Specialist Hospital | 1 | bar: SEP
572 | H07B100572 | H07B100572 | 13217 | BEMS | B | - | ACT | C | H07 | BEMS | SYRINGE PUMP | SYRINGE PUMP | BA | CAOT | L01 | ISH/BE/00613 | 0 |  | 0 | HOSPITAL | 2950 | 0 | 0 | 0 | 0 | 0 | 0 | 0 | 0 | 0 | 0 |  | 1900-01-01 | 24 | [8 empty] | CAOT |  |  |  | 0 | 0 | [12 empty] | admin | 2024-12-12 14:25 |  | TERUMO | TE 311 | 99110070 |  |  |  | 1 | B | 1 |  | JEBSEN & JESSEN TECHNOLOGY SDN BHD | JEBSEN & JESSEN TECHNOLOGY SDN BHD |  | JAPAN |  | PRINCIP ENGINEERING |  |  | 0 | 0 | 0 | 0 |  |  |  |  | 2000-12-06 | KPJ Ipoh Specialist Hospital | 1 | bar: JUN
573 | H07B100573 | H07B100573 | 13217 | BEMS | B | - | ACT | C | H07 | BEMS | SYRINGE PUMP | SYRINGE PUMP | BA | CAOT | L01 | ISH/BE/00614 | 0 |  | 0 | HOSPITAL | 2950 | 0 | 0 | 0 | 0 | 0 | 0 | 0 | 0 | 0 | 0 |  | 1900-01-01 | 24 | [8 empty] | CAOT |  |  |  | 0 | 0 | [12 empty] | admin | 2024-12-12 14:25 |  | TERUMO | TE 311 | 99110052 |  |  |  | 1 | B | 1 |  | JEBSEN & JESSEN TECHNOLOGY SDN BHD | JEBSEN & JESSEN TECHNOLOGY SDN BHD |  | JAPAN |  | PRINCIP ENGINEERING |  |  | 0 | 0 | 0 | 0 |  |  |  |  | 2000-12-06 | KPJ Ipoh Specialist Hospital | 1 | bar: JUN
574 | H07B100574 | H07B100574 | 13217 | BEMS | B | - | ACT | C | H07 | BEMS | SYRINGE PUMP | SYRINGE PUMP | BA | CAOT | L01 | ISH/BE/01633 | 0 |  | 0 | HOSPITAL | 0 | 0 | 0 | 0 | 0 | 0 | 0 | 0 | 0 | 0 | 0 |  | 1900-01-01 | 0 | [8 empty] | CAOT |  |  |  | 0 | 0 | [12 empty] | admin | 2024-12-12 14:25 |  | TERUMO | TESS730N02 | 2007010024 |  |  |  | 1 | B | 1 |  | SUMMIT COMPANY (M) SDN BHD | SUMMIT COMPANY (M) SDN BHD |  | JAPAN |  | SUMMIT COMPANY (MALAYSIA) SDN BHD |  |  | 0 | 0 | 0 | 0 |  |  |  |  | 2020-12-03 | KPJ Ipoh Specialist Hospital | 1 | bar: JUN
575 | H07B100575 | H07B100575 | 13217 | BEMS | B | - | ACT | C | H07 | BEMS | SYRINGE PUMP | SYRINGE PUMP | BA | CAOT | L01 | ISH/BE/01634 | 0 |  | 0 | HOSPITAL | 0 | 0 | 0 | 0 | 0 | 0 | 0 | 0 | 0 | 0 | 0 |  | 1900-01-01 | 0 | [8 empty] | CAOT |  |  |  | 0 | 0 | [12 empty] | admin | 2024-12-12 14:25 |  | TERUMO | TESS730N02 | 2007010025 |  |  |  | 1 | B | 1 |  | SUMMIT COMPANY (M) SDN BHD | SUMMIT COMPANY (M) SDN BHD |  | JAPAN |  | SUMMIT COMPANY (MALAYSIA) SDN BHD |  |  | 0 | 0 | 0 | 0 |  |  |  |  | 2020-12-03 | KPJ Ipoh Specialist Hospital | 1 | bar: JUN
576 | H07B100576 | H07B100576 | 11490 | BEMS | B | - | ACT | C | H07 | BEMS | ELECTROSURGICAL UNITS | ELECTROSURGICAL UNITS | BA | CAOT | L01 | ISH/BE/00616 | 0 |  | 0 | HOSPITAL | 35000 | 0 | 0 | 0 | 0 | 0 | 0 | 0 | 0 | 0 | 0 |  | 1900-01-01 | 16 | [8 empty] | CAOT |  |  |  | 0 | 0 | [12 empty] | admin | 2024-12-12 14:25 |  | VALLEYLAB | FORCE FX-8C | F8F 61660A |  |  |  | 1 | B | 1 |  | TYCO HEALTHCARE MEDICAL SUPPLIES SDN BHD | TYCO HEALTHCARE MEDICAL SUPPLIES SDN BHD |  | USA |  | MEDTRONIC MALAYSIA SDN BHD |  |  | 0 | 0 | 0 | 0 |  |  |  |  | 2008-10-10 | KPJ Ipoh Specialist Hospital | 2 | bar: JUN; DEC
577 | H07B100577 | H07B100577 | 12647 | BEMS | B | - | ACT | C | H07 | BEMS | PATIENT MONITORING SYSTEM | PATIENT MONITORING SYSTEM | BA | CAOT | L01 | ISH/BE/01502 | 0 |  | 0 | HOSPITAL | 80000 | 0 | 0 | 0 | 0 | 0 | 0 | 0 | 0 | 0 | 0 | 2019-01-01 | 1900-01-01 | 7 | [8 empty] | CAOT |  |  |  | 0 | 0 | [12 empty] | admin | 2024-12-12 14:25 |  | PHILIPS | 865241 MX700 | DE58544522 |  |  |  | 1 | B | 1 |  | SUP100018 | IDS MEDICAL SYSTEM (M) SDN BHD | STOR 135435 (FA) | GERMANY |  | IDS MEDICAL SYSTEM (M) SDN BHD |  |  | 0 | 0 | 0 | 0 |  |  |  |  | 2017-01-06 | KPJ Ipoh Specialist Hospital | 2 | bar: MAR; SEP
578 | H07B100578 | H07B100578 | 10540 | BEMS | B | - | ACT | C | H07 | BEMS | WARMING CABINET | WARMING CABINET | BA | CAOT | L01 | ISH/BE/00621 | 0 |  | 0 | HOSPITAL | 0 | 0 | 0 | 0 | 0 | 0 | 0 | 0 | 0 | 0 | 0 |  | 1900-01-01 | 24 | [8 empty] | CAOT |  |  |  | 0 | 0 | [12 empty] | admin | 2024-12-12 14:25 |  | MALMET | FW 13B | 40005955 |  |  |  | 1 | B | 1 |  | ANTAH SRI RADIN SDN BHD | ANTAH SRI RADIN SDN BHD |  | USA |  | PRINCIP ENGINEERING |  |  | 0 | 0 | 0 | 0 |  |  |  |  | 2000-11-04 | KPJ Ipoh Specialist Hospital | 1 | bar: AUG
579 | H07B100579 | H07B100579 | 10208 | BEMS | B | - | ACT | C | H07 | BEMS | ASPIRATORS | ASPIRATORS | BA | CAOT | L01 | ISH/BE/00622 | 0 |  | 0 | HOSPITAL | 0 | 0 | 0 | 0 | 0 | 0 | 0 | 0 | 0 | 0 | 0 |  | 1900-01-01 | 24 | [8 empty] | CAOT |  |  |  | 0 | 0 | [12 empty] | admin | 2024-12-12 14:25 |  | ESCHMANN | VP45 | V4AB-OA-1146 |  |  |  | 1 | B | 1 |  | ANTAH SRI RADIN SDN BHD | ANTAH SRI RADIN SDN BHD |  | UK |  | PRINCIP ENGINEERING |  |  | 0 | 0 | 0 | 0 |  |  |  |  | 2000-05-31 | KPJ Ipoh Specialist Hospital | 1 | bar: FEB
580 | H07B100580 | H07B100580 | 10208 | BEMS | B | - | ACT | C | H07 | BEMS | ASPIRATORS | ASPIRATORS | BA | CAOT | L01 | ISH/BE/00623 | 0 |  | 0 | HOSPITAL | 0 | 0 | 0 | 0 | 0 | 0 | 0 | 0 | 0 | 0 | 0 |  | 1900-01-01 | 24 | [8 empty] | CAOT |  |  |  | 0 | 0 | [12 empty] | admin | 2024-12-12 14:25 |  | ESCHMANN | VP45 | V4AB-OA-1147 |  |  |  | 1 | B | 1 |  | ANTAH SRI RADIN SDN BHD | ANTAH SRI RADIN SDN BHD |  | UK |  | PRINCIP ENGINEERING |  |  | 0 | 0 | 0 | 0 |  |  |  |  | 2000-05-31 | KPJ Ipoh Specialist Hospital | 1 | bar: FEB
581 | H07B100581 | H07B100581 | 10134 | BEMS | B | - | ACT | C | H07 | BEMS | ANEASTHESIA UNITS | ANEASTHESIA UNITS | BA | CAOT | L01 | ISH/BE/01080 | 0 |  | 0 | HOSPITAL | 175000 | 0 | 0 | 0 | 0 | 0 | 0 | 0 | 0 | 0 | 0 | 2015-02-01 | 1900-01-01 | 11 | [8 empty] | CAOT |  |  |  | 0 | 0 | [12 empty] | admin | 2024-12-12 14:25 |  | DRAGER | PRIMUS | AESA-0278 |  |  |  | 1 | B | 1 |  | DRAGER MEDICAL S.E.A. PTE LTD | DRAGER MEDICAL S.E.A. PTE LTD | STOR101774(FA) | GERMANY |  | DREAGER MALAYSIA SDN BHD |  |  | 0 | 0 | 0 | 0 |  |  |  |  | 2013-02-27 | KPJ Ipoh Specialist Hospital | 2 | bar: MAR; SEP
583 | H07B100583 | H07B100583 | 13961 | BEMS | B | - | ACT | C | H07 | BEMS | OPERATING TABLE | OPERATING TABLE | BA | CAOT | L01 | ISH/BE/01255 | 0 |  | 0 | HOSPITAL | 249000 | 0 | 0 | 0 | 0 | 0 | 0 | 0 | 0 | 0 | 0 | 2017-04-01 | 1900-01-01 | 9 | [8 empty] | CAOT |  |  |  | 0 | 0 | [12 empty] | admin | 2024-12-12 14:25 |  | MAQUET | MMQ1132.21B0 | 801 |  |  |  | 1 | B | 1 |  | SUP100018 | IDS MEDICAL SYSTEM (M) SDN BHD | STOR 120878 (FA) | GERMANY |  | IDS MEDICAL SYSTEM (M) SDN BHD |  |  | 0 | 0 | 0 | 0 |  |  |  |  | 2015-04-20 | KPJ Ipoh Specialist Hospital | 2 | bar: MAY; NOV
585 | H07B100585 | H07B100585 | 12340 | BEMS | B | - | ACT | C | H07 | BEMS | LIGHT SOURCE | LIGHT SOURCE | BA | CAOT | L01 | ISH/BE/01534 | 0 |  | 0 | HOSPITAL | 29000 | 0 | 0 | 0 | 0 | 0 | 0 | 0 | 0 | 0 | 0 | 2018-08-01 | 1900-01-01 | 7 | [8 empty] | CAOT |  |  |  | 0 | 0 | [12 empty] | admin | 2024-12-12 14:25 |  | SUNOPTIC | LED4000 | 16071362 |  |  |  | 1 | B | 1 |  | HUMEDICAL SDN BHD | HUMEDICAL SDN BHD | STOR 14832 | USA |  | HUMEDICAL (M) SDN BHD |  |  | 0 | 0 | 0 | 0 |  |  |  |  | 2017-08-15 | KPJ Ipoh Specialist Hospital | 1 | bar: FEB
586 | H07B100586 | H07B100586 | 16749 | BEMS | B | - | ACT | C | H07 | BEMS | ACTIVATED CLOTTING TIME ANALYZER | ACTIVATED CLOTTING TIME ANALYZER | BA | CAOT | L01 | ISH/BE/01612 | 0 |  | 0 | HOSPITAL | 0 | 0 | 0 | 0 | 0 | 0 | 0 | 0 | 0 | 0 | 0 |  | 1900-01-01 | 0 | [8 empty] | CAOT |  |  |  | 0 | 0 | [12 empty] | admin | 2024-12-12 14:25 |  | HELENA LABORATORIES | ACTALYKE MINI 2 | 612003702 |  |  |  | 1 | B | 1 |  | INFINITY HEALTHCARE SDN BH | INFINITY HEALTHCARE SDN BH |  |  |  | INFINITY HEALTHCARE SDN BHD |  |  | 0 | 0 | 0 | 0 |  |  |  |  | 2019-07-11 | KPJ Ipoh Specialist Hospital | 1 | bar: JAN
587 | H07B100587 | H07B100587 | 16516 | BEMS | B | - | ACT | C | H07 | BEMS | TEMPORARY EXTERNAL PACEMAKER | TEMPORARY EXTERNAL PACEMAKER | BA | CAOT | L01 | ISH/BE/01281 | 0 |  | 0 | HOSPITAL | 20000 | 0 | 0 | 0 | 0 | 0 | 0 | 0 | 0 | 0 | 0 | 2017-07-01 | 1900-01-01 | 9 | [8 empty] | CAOT |  |  |  | 0 | 0 | [12 empty] | admin | 2024-12-12 14:25 |  | MEDTRONIC | 5392 | DJH010948P |  |  |  | 1 | B | 1 |  | MEDTRONIC INTERNATIONAL,LTD. | MEDTRONIC INTERNATIONAL,LTD. | STOR124457(FA) | USA |  | MED IMAG ENTERPRISE |  |  | 0 | 0 | 0 | 0 |  |  |  |  | 2015-07-21 | KPJ Ipoh Specialist Hospital | 1 | bar: JUL
588 | H07B100588 | H07B100588 | 12282 | BEMS | B | - | ACT | C | H07 | BEMS | OPERATING LIGHT | OPERATING LIGHT | BA | CAOT | L01 | ISH/BE/01068 | 0 |  | 0 | HOSPITAL | 126800 | 0 | 0 | 0 | 0 | 0 | 0 | 0 | 0 | 0 | 0 | 2013-11-01 | 1900-01-01 | 12 | [8 empty] | CAOT |  |  |  | 0 | 0 | [12 empty] | admin | 2024-12-12 14:25 |  | TRUMPF MEDIZIN | ILED5 & iLED3 VP2000 | 01053512121019/10880252 |  |  |  | 1 | B | 1 |  | MAYCARE SDN BHD | MAYCARE SDN BHD | STOR 98789 (FA) | GERMANY |  | JOHNSON MEDICAL SDN BHD |  |  | 0 | 0 | 0 | 0 |  |  |  |  | 2012-11-20 | KPJ Ipoh Specialist Hospital | 1 | bar: AUG
589 | H07B100589 | H07B100589 | 16718 | BEMS | B | - | ACT | C | H07 | BEMS | STERNAL SAW | STERNAL SAW | BA | CAOT | L01 | ISH/BE/00714 | 0 |  | 0 | HOSPITAL | 20000 | 0 | 0 | 0 | 0 | 0 | 0 | 0 | 0 | 0 | 0 |  | 1900-01-01 | 16 | [8 empty] | CAOT |  |  |  | 0 | 0 | [12 empty] | admin | 2024-12-12 14:25 |  | STRYKER | CORECONSOLE | 823503203 |  |  |  | 1 | B | 1 |  | ETERNITY HEALTHCARE SDN BHD | ETERNITY HEALTHCARE SDN BHD |  | USA |  | PRINCIP ENGINEERING |  |  | 0 | 0 | 0 | 0 |  |  |  |  | 2008-11-13 | KPJ Ipoh Specialist Hospital | 1 | bar: JUL
590 | H07B100590 | H07B100590 | 13931 | BEMS | B | - | ACT | C | H07 | BEMS | SYRINGE PUMP, ANESTHESIA | SYRINGE PUMP, ANESTHESIA | BA | CAOT | L01 | ISH/BE/00649 | 0 |  | 0 | HOSPITAL | 11000 | 0 | 0 | 0 | 0 | 0 | 0 | 0 | 0 | 0 | 0 |  | 1900-01-01 | 26 | [8 empty] | CAOT |  |  |  | 0 | 0 | [12 empty] | admin | 2024-12-12 14:25 |  | GREASBY | G 3500 | 60701 |  |  |  | 1 | B | 1 |  | PRIMED MEDICAL SDN.BHD | PRIMED MEDICAL SDN.BHD |  | USA |  | PRIMED MEDICAL SDN BHD |  |  | 0 | 0 | 0 | 0 |  |  |  |  | 1998-01-01 | KPJ Ipoh Specialist Hospital | 1 | bar: APR
591 | H07B100591 | H07B100591 | 16516 | BEMS | B | - | ACT | C | H07 | BEMS | TEMPORARY EXTERNAL PACEMAKER | TEMPORARY EXTERNAL PACEMAKER | BA | CAOT | L01 | ISH/BE/00041 | 0 |  | 0 | HOSPITAL | 0 | 0 | 0 | 0 | 0 | 0 | 0 | 0 | 0 | 0 | 0 |  | 1900-01-01 | 23 | [8 empty] | CAOT |  |  |  | 0 | 0 | [12 empty] | admin | 2024-12-12 14:25 |  | MEDTRONIC | MODEL 5348 | PEP 014342P |  |  |  | 1 | B | 1 |  | MEDTRONIC INT LIMITED | MEDTRONIC INT LIMITED |  | USA |  | MED IMAG ENTERPRISE |  |  | 0 | 0 | 0 | 0 |  |  |  |  | 2001-09-01 | KPJ Ipoh Specialist Hospital | 1 | bar: MAR
592 | H07B100592 | H07B100592 | - | BEMS | B | - | ACT | C | H07 | BEMS | BLOOD MONITORING UNIT | BLOOD MONITORING UNIT | BA | CAOT | L01 | ISH/BE/01064 | 0 |  | 0 | HOSPITAL | 88858 | 0 | 0 | 0 | 0 | 0 | 0 | 0 | 0 | 0 | 0 | 2013-10-01 | 1900-01-01 | 12 | [8 empty] | CAOT |  |  |  | 0 | 0 | [12 empty] | admin | 2024-12-12 14:25 |  | MAQUET | BMU 40 | 90002295 |  |  |  | 1 | B | 1 |  | ETERNITY HEALTHCARE SDN BHD | ETERNITY HEALTHCARE SDN BHD | STOR 96871 (FA) | USA |  | ETERNITY HEALTHCARE SDN BHD |  |  | 0 | 0 | 0 | 0 |  |  |  |  | 2012-11-10 | KPJ Ipoh Specialist Hospital | 1 | bar: FEB
593 | H07B100593 | H07B100593 | 11969 | BEMS | B | - | ACT | C | H07 | BEMS | HEART LUNG MACHINE (MAIN UNIT) | HEART LUNG MACHINE (MAIN UNIT) | BA | CAOT | L01 | ISH/BE/01244 | 0 |  | 0 | HOSPITAL | 0 | 0 | 0 | 0 | 0 | 0 | 0 | 0 | 0 | 0 | 0 | 2018-03-01 | 1900-01-01 | 9 | [8 empty] | CAOT |  |  |  | 0 | 0 | [12 empty] | admin | 2024-12-12 14:25 |  | STOCKERT | S5 ROLLER PUMP | 10E09596 |  |  |  | 1 | B | 1 |  | SUP100017 | MALMEDICO SDN BHD | STOR 121188(FA) | GERMANY |  | MALMEDICO SDN BHD |  |  | 0 | 0 | 0 | 0 |  |  |  |  | 2015-03-30 | KPJ Ipoh Specialist Hospital | 1 | bar: APR
594 | H07B100594 | H07B100594 | 11969 | BEMS | B | - | ACT | C | H07 | BEMS | HEART LUNG MACHINE (MONITOR) | HEART LUNG MACHINE (MONITOR) | BA | CAOT | L01 | ISH/BE/01245 | 0 |  | 0 | HOSPITAL | 0 | 0 | 0 | 0 | 0 | 0 | 0 | 0 | 0 | 0 | 0 | 2018-03-01 | 1900-01-01 | 9 | [8 empty] | CAOT |  |  |  | 0 | 0 | [12 empty] | admin | 2024-12-12 14:25 |  | STOCKERT | S5 DOUBLE ROLLER PUMP | 10E53049 |  |  |  | 1 | B | 1 |  | SUP100017 | MALMEDICO SDN BHD | STOR 121188(FA) | GERMANY |  | MALMEDICO SDN BHD |  |  | 0 | 0 | 0 | 0 |  |  |  |  | 2015-03-30 | KPJ Ipoh Specialist Hospital | 1 | bar: APR
595 | H07B100595 | H07B100595 | 11969 | BEMS | B | - | ACT | C | H07 | BEMS | HEART LUNG MACHINE (PUMP) | HEART LUNG MACHINE (PUMP) | BA | CAOT | L01 | ISH/BE/01246 | 0 |  | 0 | HOSPITAL | 0 | 0 | 0 | 0 | 0 | 0 | 0 | 0 | 0 | 0 | 0 | 2018-03-01 | 1900-01-01 | 9 | [8 empty] | CAOT |  |  |  | 0 | 0 | [12 empty] | admin | 2024-12-12 14:25 |  | STOCKERT | S5 ROLLER PUMP | 10E09597 |  |  |  | 1 | B | 1 |  | SUP100017 | MALMEDICO SDN BHD | STOR 121188(FA) | GERMANY |  | MALMEDICO SDN BHD |  |  | 0 | 0 | 0 | 0 |  |  |  |  | 2015-03-30 | KPJ Ipoh Specialist Hospital | 1 | bar: APR
596 | H07B100596 | H07B100596 | 11969 | BEMS | B | - | ACT | C | H07 | BEMS | HEART LUNG MACHINE (PUMP) | HEART LUNG MACHINE (PUMP) | BB | CAOT | L01 | ISH/BE/01247 | 0 |  | 0 | HOSPITAL | 0 | 0 | 0 | 0 | 0 | 0 | 0 | 0 | 0 | 0 | 0 | 2018-03-01 | 1900-01-01 | 9 | [8 empty] | CAOT |  |  |  | 0 | 0 | [12 empty] | admin | 2024-12-12 14:25 |  | STOCKERT | S5 ROLLER PUMP | 10E09598 |  |  |  | 1 | B | 1 |  | SUP100017 | MALMEDICO SDN BHD | STOR 121188(FA) | GERMANY |  | MALMEDICO SDN BHD |  |  | 0 | 0 | 0 | 0 |  |  |  |  | 2015-03-30 | KPJ Ipoh Specialist Hospital | 1 | bar: APR
597 | H07B100597 | H07B100597 | 11969 | BEMS | B | - | ACT | C | H07 | BEMS | HEART LUNG MACHINE (PUMP) | HEART LUNG MACHINE (PUMP) | BB | CAOT | L01 | ISH/BE/01248 | 0 |  | 0 | HOSPITAL | 750000 | 0 | 0 | 0 | 0 | 0 | 0 | 0 | 0 | 0 | 0 | 2018-03-01 | 1900-01-01 | 9 | [8 empty] | CAOT |  |  |  | 0 | 0 | [12 empty] | admin | 2024-12-12 14:25 |  | STOCKERT | S5 4-PUMP CONSOLE FOR 5 PUMPS | 48E03393 |  |  |  | 1 | B | 1 |  | SUP100017 | MALMEDICO SDN BHD | STOR 121188(FA) | GERMANY |  | MALMEDICO SDN BHD |  |  | 0 | 0 | 0 | 0 |  |  |  |  | 2015-03-30 | KPJ Ipoh Specialist Hospital | 1 | bar: APR
598 | H07B100598 | H07B100598 | 11969 | BEMS | B | - | ACT | C | H07 | BEMS | HEART LUNG MACHINE (PUMP) | HEART LUNG MACHINE (PUMP) | BB | CAOT | L01 | ISH/BE/01249 | 0 |  | 0 | HOSPITAL | 0 | 0 | 0 | 0 | 0 | 0 | 0 | 0 | 0 | 0 | 0 | 2018-03-01 | 1900-01-01 | 9 | [8 empty] | CAOT |  |  |  | 0 | 0 | [12 empty] | admin | 2024-12-12 14:25 |  | STOCKERT | S5 SLOT SYSTEM PANEL | 28E43542 |  |  |  | 1 | B | 1 |  | SUP100017 | MALMEDICO SDN BHD | STOR 121188(FA) | GERMANY |  | MALMEDICO SDN BHD |  |  | 0 | 0 | 0 | 0 |  |  |  |  | 2015-03-30 | KPJ Ipoh Specialist Hospital | 1 | bar: APR
599 | H07B100599 | H07B100599 | 11969 | BEMS | B | - | ACT | C | H07 | BEMS | HEART LUNG MACHINE (PUMP) | HEART LUNG MACHINE (PUMP) | BB | CAOT | L01 | ISH/BE/01250 | 0 |  | 0 | HOSPITAL | 0 | 0 | 0 | 0 | 0 | 0 | 0 | 0 | 0 | 0 | 0 | 2018-03-01 | 1900-01-01 | 9 | [8 empty] | CAOT |  |  |  | 0 | 0 | [12 empty] | admin | 2024-12-12 14:25 |  | STOCKERT | S5 CARDIOPLEGIA SENSOR MODULE | 28E71032 |  |  |  | 1 | B | 1 |  | SUP100017 | MALMEDICO SDN BHD | STOR 121188(FA) | GERMANY |  | MALMEDICO SDN BHD |  |  | 0 | 0 | 0 | 0 |  |  |  |  | 2015-03-30 | KPJ Ipoh Specialist Hospital | 1 | bar: APR
600 | H07B100600 | H07B100600 | 11969 | BEMS | B | - | ACT | C | H07 | BEMS | HEART LUNG MACHINE (PUMP) | HEART LUNG MACHINE (PUMP) | BB | CAOT | L01 | ISH/BE/01251 | 0 |  | 0 | HOSPITAL | 0 | 0 | 0 | 0 | 0 | 0 | 0 | 0 | 0 | 0 | 0 | 2018-03-01 | 1900-01-01 | 9 | [8 empty] | CAOT |  |  |  | 0 | 0 | [12 empty] | admin | 2024-12-12 14:25 |  | STOCKERT | AIR/OXYGEN BLENDER SECHRIST | 75132 |  |  |  | 1 | B | 1 |  | SUP100017 | MALMEDICO SDN BHD | STOR 121188(FA) | GERMANY |  | MALMEDICO SDN BHD |  |  | 0 | 0 | 0 | 0 |  |  |  |  | 2015-03-30 | KPJ Ipoh Specialist Hospital | 1 | bar: APR
601 | H07B100601 | H07B100601 | 11973 | BEMS | B | - | ACT | C | H07 | BEMS | HEATER-COOLER SYSTEM | HEATER-COOLER SYSTEM | BB | CAOT | L01 | ISH/BE/01252 | 0 |  | 0 | HOSPITAL | 0 | 0 | 0 | 0 | 0 | 0 | 0 | 0 | 0 | 0 | 0 | 2018-03-01 | 1900-01-01 | 9 | [8 empty] | CAOT |  |  |  | 0 | 0 | [12 empty] | admin | 2024-12-12 14:25 |  | STOCKERT | S3 MODEL 3T HEATER COOLER | 16515017 |  |  |  | 1 | B | 1 |  | SUP100017 | MALMEDICO SDN BHD | STOR 121188(FA) | GERMANY |  | MALMEDICO SDN BHD |  |  | 0 | 0 | 0 | 0 |  |  |  |  | 2015-03-30 | KPJ Ipoh Specialist Hospital | 1 | bar: APR
602 | H07B100602 | H07B100602 | 17116 | BEMS | B | - | ACT | C | H07 | BEMS | DEFIBRILLATORS | DEFIBRILLATORS | BB | CAOT | L01 | ISH/BE/01674 | 0 |  | 0 | HOSPITAL | 19400 | 0 | 0 | 0 | 0 | 0 | 0 | 0 | 0 | 0 | 0 | 2022-09-01 | 1900-01-01 | 3 | [8 empty] | CAOT |  |  |  | 0 | 0 | [12 empty] | admin | 2024-12-12 14:25 |  | PHILIPS | EFICIA DFM100 | CN32657625 |  |  |  | 1 | B | 1 |  | UWC HEALTHCARE SDN BHD | UWC HEALTHCARE SDN BHD |  | CHINA |  | UWC HEALTHACRE SDN BHD |  |  | 0 | 0 | 0 | 0 |  |  |  |  | 2021-09-06 | KPJ Ipoh Specialist Hospital | 2 | bar: JUN; DEC
603 | H07B100603 | H07B100603 | 16516 | BEMS | B | - | ACT | C | H07 | BEMS | TEMPORARY EXTERNAL PACEMAKER | TEMPORARY EXTERNAL PACEMAKER | BB | CAOT | L01 | ISH/BE/01723 | 0 |  | 0 | HOSPITAL | 20000 | 0 | 0 | 0 | 0 | 0 | 0 | 0 | 0 | 0 | 0 |  | 1900-01-01 | 2 | [8 empty] | CAOT |  |  |  | 0 | 0 | [12 empty] | admin | 2024-12-12 14:25 |  | MEDTRONIC | 5392 | DJH044765P |  |  |  | 1 | B | 1 |  | MEDTRONIC MALAYSIA SDN BHD | MEDTRONIC MALAYSIA SDN BHD | STOR 207182 | USA |  | MEDTRONIC MALAYSIA SDN BHD |  |  | 0 | 0 | 0 | 0 |  |  |  |  | 2022-10-11 | KPJ Ipoh Specialist Hospital | 1 | bar: NOV
604 | H07B100604 | H07B100604 | 15812 | BEMS | B | - | ACT | C | H07 | BEMS | DRYING CABINET | DRYING CABINET | BB | CAOT | L01 | ISH/BE/01762 | 0 |  | 0 | HOSPITAL | 28000 | 0 | 0 | 0 | 0 | 0 | 0 | 0 | 0 | 0 | 0 |  | 1900-01-01 | 1 | [8 empty] | CAOT |  |  |  | 0 | 0 | [12 empty] | admin | 2024-12-12 14:25 |  | TECH-LAB TECHNOLOGY SDN B | CAC-350SS | 5599350/2212 |  |  |  | 1 | B | 1 |  | SUP100004 | GEMILANG ASIA TECHNOLOGY SDN BHD | STOR 208932 | MALAYSIA |  | GEMILANG ASIA TECHNOLOGY |  |  | 0 | 0 | 0 | 0 |  |  |  |  | 2023-02-14 | KPJ Ipoh Specialist Hospital | 2 | bar: FEB; AUG
605 | H07B100605 | H07B100605 | 13217 | BEMS | B | - | ACT | C | H07 | BEMS | SYRINGE PUMP | SYRINGE PUMP | BB | CAOT | L01 | ISH/BE/01833 | 0 |  | 0 | HOSPITAL | 3680 | 0 | 0 | 0 | 0 | 0 | 0 | 0 | 0 | 0 | 0 | 2025-02-05 | 1900-01-01 | 1 | [8 empty] | CAOT |  |  |  | 0 | 0 | [12 empty] | admin | 2024-12-12 14:25 |  | TERUMO | TE*SS730N02 | 2111012054 |  |  |  | 1 | B | 1 |  | SUMMIT COMPANY (MALAYSIA) SDN BHD | SUMMIT COMPANY (MALAYSIA) SDN BHD | STOR 211747 | JAPAN |  | SUMMIT COMPANY (MALAYSIA) SDN BHD |  |  | 0 | 0 | 0 | 0 |  |  |  |  | 2023-03-05 | KPJ Ipoh Specialist Hospital | 2 | bar: JAN; JUL
606 | H07B100606 | H07B100606 | 10208 | BEMS | B | - | ACT | C | H07 | BEMS | ASPIRATORS | ASPIRATORS | BB | CAOT | L01 | ISH/BE/01888 | 0 |  | 0 | HOSPITAL | 22500 | 0 | 0 | 0 | 0 | 0 | 0 | 0 | 0 | 0 | 0 | 2028-12-07 | 1900-01-01 | 1 | [8 empty] | CAOT |  |  |  | 0 | 0 | [12 empty] | admin | 2024-12-12 14:25 |  | MEDELA AG | MEDELA BASIC MOBILE | 1990957 |  |  |  | 1 | B | 1 |  | SUP100026 | PRINCIP ENGINEERING | STOR 213246 | USA |  | PRINCIP ENGINEERING |  |  | 0 | 0 | 0 | 0 |  |  |  |  | 2023-07-13 | KPJ Ipoh Specialist Hospital | 1 | bar: JUL
607 | H07B100607 | H07B100607 | 12282 | BEMS | B | - | ACT | C | H07 | BEMS | OPERATING LIGHT | OPERATING LIGHT | BB | CAOT | L01 | ISH/BE/01989 | 0 |  | 0 | HOSPITAL | 69300 | 0 | 0 | 0 | 0 | 0 | 0 | 0 | 0 | 0 | 0 | 2028-04-22 | 1900-01-01 | 0 | [8 empty] | CAOT |  |  |  | 0 | 0 | [12 empty] | admin | 2024-12-12 14:25 |  | DR.MACH | MACH LED 6MC | 23-30401/23-30402 |  |  |  | 1 | B | 1 |  | SCHMIDT BIOMED TECH SDN BHD | SCHMIDT BIOMED TECH SDN BHD | STOR 217186 | GERMANY |  | SCHMIDT BIOMEDTECH SDN BHD |  |  | 0 | 0 | 0 | 0 |  |  |  |  | 2024-04-23 | KPJ Ipoh Specialist Hospital | 2 | bar: APR; OCT
608 | H07B100608 | H07B100608 | 17116 | BEMS | B | - | ACT | C | H07 | BEMS | DEFIBRILLATORS | DEFIBRILLATORS | BB | CAOT | L01 | ISH/BE/00615 | 0 |  | 0 | HOSPITAL | 36570 | 0 | 0 | 0 | 0 | 0 | 0 | 0 | 0 | 0 | 0 |  | 1900-01-01 | 22 | [8 empty] | CAOT |  |  |  | 0 | 0 | [12 empty] | admin | 2024-12-12 14:25 |  | HEWLETT PACKARD | M1723B | US00106269 |  |  |  | 1 | B | 1 |  | JDH LOGIC MED | JDH LOGIC MED |  | GERMANY |  | PRIDE OUTLET SDN BHD |  |  | 0 | 0 | 0 | 0 |  |  |  |  | 2000-06-29 | KPJ Ipoh Specialist Hospital | 2 | bar: MAY; NOV
609 | H07B100609 | H07B100609 | 13217 | BEMS | B | - | ACT | C | H07 | BEMS | SYRINGE PUMP | SYRINGE PUMP | BB | DAY CARE | GF | ISH/BE/00207 | 0 |  | 0 | HOSPITAL | 2950 | 0 | 0 | 0 | 0 | 0 | 0 | 0 | 0 | 0 | 0 |  | 1900-01-01 | 16 | [8 empty] | DAY CARE |  |  |  | 0 | 0 | [12 empty] | admin | 2024-12-12 14:25 |  | TERUMO | TE-331NW2 | O7110423 |  |  |  | 1 | B | 1 |  | HOSPIMETRIX SDN BHD | HOSPIMETRIX SDN BHD |  | JAPAN |  | PRINCIP ENGINEERING |  |  | 0 | 0 | 0 | 0 |  |  |  |  | 2008-04-16 | KPJ Ipoh Specialist Hospital | 1 | bar: JUN
610 | H07B100610 | H07B100610 | 13217 | BEMS | B | - | ACT | C | H07 | BEMS | SYRINGE PUMP | SYRINGE PUMP | BB | DAY CARE | GF | ISH/BE/00208 | 0 |  | 0 | HOSPITAL | 2950 | 0 | 0 | 0 | 0 | 0 | 0 | 0 | 0 | 0 | 0 |  | 1900-01-01 | 16 | [8 empty] | DAY CARE |  |  |  | 0 | 0 | [12 empty] | admin | 2024-12-12 14:25 |  | TERUMO | TE-331NW2 | O7110424 |  |  |  | 1 | B | 1 |  | HOSPIMETRIX SDN BHD | HOSPIMETRIX SDN BHD |  | JAPAN |  | PRINCIP ENGINEERING |  |  | 0 | 0 | 0 | 0 |  |  |  |  | 2008-04-16 | KPJ Ipoh Specialist Hospital | 1 | bar: JUN
611 | H07B100611 | H07B100611 | 10208 | BEMS | B | - | ACT | C | H07 | BEMS | ASPIRATORS | ASPIRATORS | BB | DAY CARE | GF | ISH/BE/00209 | 0 |  | 0 | HOSPITAL | 1200 | 0 | 0 | 0 | 0 | 0 | 0 | 0 | 0 | 0 | 0 |  | 1900-01-01 | 18 | [8 empty] | DAY CARE |  |  |  | 0 | 0 | [12 empty] | admin | 2024-12-12 14:25 |  | JHAG | YBSXT-1 | N/A |  |  |  | 1 | B | 1 |  | DIETHELM MALAYSIA SDN BHD | DIETHELM MALAYSIA SDN BHD |  | CHINA |  | PRINCIP ENGINEERING |  |  | 0 | 0 | 0 | 0 |  |  |  |  | 2006-12-01 | KPJ Ipoh Specialist Hospital | 1 | bar: JUL
612 | H07B100612 | H07B100612 | 12636 | BEMS | B | - | ACT | C | H07 | BEMS | VITAL SIGN MONITOR | VITAL SIGN MONITOR | BB | DAY CARE | GF | ISH/BE/01552 | 0 |  | 0 | HOSPITAL | 6500 | 0 | 0 | 0 | 0 | 0 | 0 | 0 | 0 | 0 | 0 | 2019-10-01 | 1900-01-01 | 7 | [8 empty] | DAY CARE |  |  |  | 0 | 0 | [12 empty] | admin | 2024-12-12 14:25 |  | WELCH ALLYN | CONNEX SPOT | 100067013417 |  |  |  | 1 | B | 1 |  | PERNIAGAAN MEGAMEDIK SDN BHD | PERNIAGAAN MEGAMEDIK SDN BHD | STOR 150023 (FA) | GERMANY |  | PRINCIP ENGINEERING |  |  | 0 | 0 | 0 | 0 |  |  |  |  | 2017-10-10 | KPJ Ipoh Specialist Hospital | 1 | bar: MAR
613 | H07B100613 | H07B100613 | 16156 | BEMS | B | - | ACT | N | H07 | BEMS | ANEROID SPHYGMOMANOMETER | ANEROID SPHYGMOMANOMETER | BB | DAY CARE | GF | ISH/BE/01553 | 0 |  | 0 | HOSPITAL | 480 | 0 | 0 | 0 | 0 | 0 | 0 | 0 | 0 | 0 | 0 | 2019-10-01 | 1900-01-01 | 7 | [8 empty] | DAY CARE |  |  |  | 0 | 0 | [12 empty] | admin | 2024-12-12 14:25 |  | WELCH ALLYN | 767 | `1 |  |  |  | 1 | B | 1 |  | PERNIAGAAN MEGAMEDIK SDN BHD | PERNIAGAAN MEGAMEDIK SDN BHD | STOR 150023 (FA) | GERMANY |  | PRICIP ENGINEERING |  |  | 0 | 0 | 0 | 0 |  |  |  |  | 2017-10-10 | KPJ Ipoh Specialist Hospital | 1 | bar: NOV
614 | H07B100614 | H07B100614 | 13215 | BEMS | B | - | ACT | C | H07 | BEMS | INFUSION PUMP | INFUSION PUMP | BB | DAY CARE | GF | ISH/BE/01555 | 0 |  | 0 | HOSPITAL | 4950 | 0 | 0 | 0 | 0 | 0 | 0 | 0 | 0 | 0 | 0 | 2019-12-01 | 1900-01-01 | 7 | [8 empty] | DAY CARE |  |  |  | 0 | 0 | [12 empty] | admin | 2024-12-12 14:25 |  | B.BRAUN | INFUSOMAT SPACE | 406555 |  |  |  | 1 | B | 1 |  | B.BRAUN MEDICAL SUPPLIES SDN BHD | B.BRAUN MEDICAL SUPPLIES SDN BHD | STOR 150839 (FA) | GERMANY |  | B.BRAUN MEDICAL SUPPLIES SDN BHD |  |  | 0 | 0 | 0 | 0 |  |  |  |  | 2017-12-07 | KPJ Ipoh Specialist Hospital | 1 | bar: AUG
615 | H07B100615 | H07B100615 | 13215 | BEMS | B | - | ACT | C | H07 | BEMS | INFUSION PUMP | INFUSION PUMP | BB | DAY CARE | GF | ISH/BE/01556 | 0 |  | 0 | HOSPITAL | 4950 | 0 | 0 | 0 | 0 | 0 | 0 | 0 | 0 | 0 | 0 | 2019-12-01 | 1900-01-01 | 7 | [8 empty] | DAY CARE |  |  |  | 0 | 0 | [12 empty] | admin | 2024-12-12 14:25 |  | B.BRAUN | INFUSOMAT SPACE | 472934 |  |  |  | 1 | B | 1 |  | B.BRAUN MEDICAL SUPPLIES SDN BHD | B.BRAUN MEDICAL SUPPLIES SDN BHD | STOR 150839 (FA) | GERMANY |  | B.BRAUN MEDICAL SUPPLIES SDN BHD |  |  | 0 | 0 | 0 | 0 |  |  |  |  | 2017-12-07 | KPJ Ipoh Specialist Hospital | 1 | bar: AUG
616 | H07B100616 | H07B100616 | 13215 | BEMS | B | - | ACT | C | H07 | BEMS | INFUSION PUMP | INFUSION PUMP | BB | DAY CARE | GF | ISH/BE/01557 | 0 |  | 0 | HOSPITAL | 4950 | 0 | 0 | 0 | 0 | 0 | 0 | 0 | 0 | 0 | 0 | 2019-12-01 | 1900-01-01 | 7 | [8 empty] | DAY CARE |  |  |  | 0 | 0 | [12 empty] | admin | 2024-12-12 14:25 |  | B.BRAUN | INFUSOMAT SPACE | 406556 |  |  |  | 1 | B | 1 |  | B.BRAUN MEDICAL SUPPLIES SDN BHD | B.BRAUN MEDICAL SUPPLIES SDN BHD | STOR 150839 (FA) | GERMANY |  | B.BRAUN MEDICAL SUPPLIES SDN BHD |  |  | 0 | 0 | 0 | 0 |  |  |  |  | 2017-12-07 | KPJ Ipoh Specialist Hospital | 1 | bar: AUG
617 | H07B100617 | H07B100617 | 13215 | BEMS | B | - | ACT | C | H07 | BEMS | INFUSION PUMP | INFUSION PUMP | BB | DAY CARE | GF | ISH/BE/01558 | 0 |  | 0 | HOSPITAL | 4950 | 0 | 0 | 0 | 0 | 0 | 0 | 0 | 0 | 0 | 0 | 2019-12-01 | 1900-01-01 | 7 | [8 empty] | DAY CARE |  |  |  | 0 | 0 | [12 empty] | admin | 2024-12-12 14:25 |  | B.BRAUN | INFUSOMAT SPACE | 472803 |  |  |  | 1 | B | 1 |  | B.BRAUN MEDICAL SUPPLIES SDN BHD | B.BRAUN MEDICAL SUPPLIES SDN BHD | STOR 150839 (FA) | GERMANY |  | B.BRAUN MEDICAL SUPPLIES SDN BHD |  |  | 0 | 0 | 0 | 0 |  |  |  |  | 2017-12-07 | KPJ Ipoh Specialist Hospital | 1 | bar: AUG
618 | H07B100618 | H07B100618 | 13215 | BEMS | B | - | ACT | C | H07 | BEMS | INFUSION PUMP | INFUSION PUMP | BB | DAY CARE | GF | ISH/BE/01559 | 0 |  | 0 | HOSPITAL | 4950 | 0 | 0 | 0 | 0 | 0 | 0 | 0 | 0 | 0 | 0 | 2019-12-01 | 1900-01-01 | 7 | [8 empty] | DAY CARE |  |  |  | 0 | 0 | [12 empty] | admin | 2024-12-12 14:25 |  | B.BRAUN | INFUSOMAT SPACE | 472879 |  |  |  | 1 | B | 1 |  | B.BRAUN MEDICAL SUPPLIES SDN BHD | B.BRAUN MEDICAL SUPPLIES SDN BHD | STOR 150839 (FA) | GERMANY |  | B.BRAUN MEDICAL SUPPLIES SDN BHD |  |  | 0 | 0 | 0 | 0 |  |  |  |  | 2017-12-07 | KPJ Ipoh Specialist Hospital | 1 | bar: AUG
619 | H07B100619 | H07B100619 | 13215 | BEMS | B | - | ACT | C | H07 | BEMS | INFUSION PUMP | INFUSION PUMP | BB | DAY CARE | GF | ISH/BE/01560 | 0 |  | 0 | HOSPITAL | 4950 | 0 | 0 | 0 | 0 | 0 | 0 | 0 | 0 | 0 | 0 | 2019-12-01 | 1900-01-01 | 7 | [8 empty] | DAY CARE |  |  |  | 0 | 0 | [12 empty] | admin | 2024-12-12 14:25 |  | B.BRAUN | INFUSOMAT SPACE | 472852 |  |  |  | 1 | B | 1 |  | B.BRAUN MEDICAL SUPPLIES SDN BHD | B.BRAUN MEDICAL SUPPLIES SDN BHD | STOR 150839 (FA) | GERMANY |  | B.BRAUN MEDICAL SUPPLIES SDN BHD |  |  | 0 | 0 | 0 | 0 |  |  |  |  | 2017-12-07 | KPJ Ipoh Specialist Hospital | 1 | bar: AUG
620 | H07B100620 | H07B100620 | 13215 | BEMS | B | - | ACT | C | H07 | BEMS | INFUSION PUMP | INFUSION PUMP | BB | DAY CARE | GF | ISH/BE/01561 | 0 |  | 0 | HOSPITAL | 4950 | 0 | 0 | 0 | 0 | 0 | 0 | 0 | 0 | 0 | 0 | 2019-12-01 | 1900-01-01 | 7 | [8 empty] | DAY CARE |  |  |  | 0 | 0 | [12 empty] | admin | 2024-12-12 14:25 |  | B.BRAUN | INFUSOMAT SPACE | 472855 |  |  |  | 1 | B | 1 |  | B.BRAUN MEDICAL SUPPLIES SDN BHD | B.BRAUN MEDICAL SUPPLIES SDN BHD | STOR 150839 (FA) | GERMANY |  | B.BRAUN MEDICAL SUPPLIES SDN BHD |  |  | 0 | 0 | 0 | 0 |  |  |  |  | 2017-12-07 | KPJ Ipoh Specialist Hospital | 1 | bar: AUG
621 | H07B100621 | H07B100621 | 13215 | BEMS | B | - | ACT | C | H07 | BEMS | INFUSION PUMP | INFUSION PUMP | BB | DAY CARE | GF | ISH/BE/01806 | 0 |  | 0 | HOSPITAL | 4730 | 0 | 0 | 0 | 0 | 0 | 0 | 0 | 0 | 0 | 0 | 2025-02-05 | 1900-01-01 | 1 | [8 empty] | DAY CARE |  |  |  | 0 | 0 | [12 empty] | admin | 2024-12-12 14:25 |  | TERUMO | TE*LM730A03 | 2003010025 |  |  |  | 1 | B | 1 |  | SUMMIT COMPANY (MALAYSIA) SDN BHD | SUMMIT COMPANY (MALAYSIA) SDN BHD | STOR 211730 | JAPAN |  | SUMMIT COMPANY (MALAYSIA) SDN BHD |  |  | 0 | 0 | 0 | 0 |  |  |  |  | 2023-03-05 | KPJ Ipoh Specialist Hospital | 2 | bar: APR; OCT
622 | H07B100622 | H07B100622 | 13215 | BEMS | B | - | ACT | C | H07 | BEMS | INFUSION PUMP | INFUSION PUMP | BB | DAY CARE | GF | ISH/BE/01815 | 0 |  | 0 | HOSPITAL | 4730 | 0 | 0 | 0 | 0 | 0 | 0 | 0 | 0 | 0 | 0 | 2025-02-05 | 1900-01-01 | 1 | [8 empty] | DAY CARE |  |  |  | 0 | 0 | [12 empty] | admin | 2024-12-12 14:25 |  | TERUMO | TE*LM730A03 | 2008010058 |  |  |  | 1 | B | 1 |  | SUMMIT COMPANY (MALAYSIA) SDN BHD | SUMMIT COMPANY (MALAYSIA) SDN BHD | STOR 211730 | JAPAN |  | SUMMIT COMPANY (MALAYSIA) SDN BHD |  |  | 0 | 0 | 0 | 0 |  |  |  |  | 2023-03-05 | KPJ Ipoh Specialist Hospital | 2 | bar: APR; OCT
623 | H07B100623 | H07B100623 | 13460 | BEMS | B | - | ACT | N | H07 | BEMS | WEIGHING SCALES, CHAIR | WEIGHING SCALES, CHAIR | BB | DAY CARE | GF | ISH/BE/01866 | 0 |  | 0 | HOSPITAL | 5350 | 0 | 0 | 0 | 0 | 0 | 0 | 0 | 0 | 0 | 0 | 2024-06-07 | 1900-01-01 | 1 | [8 empty] | DAY CARE |  |  |  | 0 | 0 | [12 empty] | admin | 2024-12-12 14:25 |  | SECA | SECA 952 | 10000001052406 |  |  |  | 1 | B | 1 |  | HARMONI JAYA | HARMONI JAYA | STOR 210858 | USA |  | HARMONY JAYA |  |  | 0 | 0 | 0 | 0 |  |  |  |  | 2023-08-06 | KPJ Ipoh Specialist Hospital | 1 | bar: JUN
624 | H07B100624 | H07B100624 | 17116 | BEMS | B | - | ACT | C | H07 | BEMS | DEFIBRILLATOR | DEFIBRILLATOR | BB | DAY CARE | GF | ISH/BE/01892 | 0 |  | 0 | HOSPITAL | 25600 | 0 | 0 | 0 | 0 | 0 | 0 | 0 | 0 | 0 | 0 |  | 1900-01-01 | 1 | [8 empty] | DAY CARE |  |  |  | 0 | 0 | [12 empty] | admin | 2024-12-12 14:25 |  | NIHON KOHDEN | TEC-5631 | 21228 |  |  |  | 1 | B | 1 |  | STAR MEDICAL SYSTEM (M) SDN BHD | STAR MEDICAL SYSTEM (M) SDN BHD | STOR212365 | JAPAN |  | STAR MEDICAL SYSTEM (M) SDN BHD |  |  | 0 | 0 | 0 | 0 |  |  |  |  | 2023-07-20 | KPJ Ipoh Specialist Hospital | 2 | bar: JAN; JUL
625 | H07B100625 | H07B100625 | 13215 | BEMS | B | - | ACT | C | H07 | BEMS | INFUSION PUMP | INFUSION PUMP | BB | DAY CARE | GF | ISH/BE/01915 | 0 |  | 0 | HOSPITAL | 4730 | 0 | 0 | 0 | 0 | 0 | 0 | 0 | 0 | 0 | 0 |  | 1900-01-01 | 1 | [8 empty] | DAY CARE |  |  |  | 0 | 0 | [12 empty] | admin | 2024-12-12 14:25 |  | TERUMO | TE*LM730A02 | 2302010053 |  |  |  | 1 | B | 1 |  | SUMMIT COMPANY (MALAYSIA) SDN BHD | SUMMIT COMPANY (MALAYSIA) SDN BHD | STOR 211730 | JAPAN |  | SUMMIT COMPANY (MALAYSIA) SDN BHD |  |  | 0 | 0 | 0 | 0 |  |  |  |  | 2023-09-19 | KPJ Ipoh Specialist Hospital | 2 | bar: MAR; SEP
626 | H07B100626 | H07B100626 | 13215 | BEMS | B | - | ACT | C | H07 | BEMS | INFUSION PUMP | INFUSION PUMP | BB | DAY CARE | GF | ISH/BE/01916 | 0 |  | 0 | HOSPITAL | 4730 | 0 | 0 | 0 | 0 | 0 | 0 | 0 | 0 | 0 | 0 |  | 1900-01-01 | 1 | [8 empty] | DAY CARE |  |  |  | 0 | 0 | [12 empty] | admin | 2024-12-12 14:25 |  | TERUMO | TE*LM730A02 | 2302010054 |  |  |  | 1 | B | 1 |  | SUMMIT COMPANY (MALAYSIA) SDN BHD | SUMMIT COMPANY (MALAYSIA) SDN BHD | STOR 211730 | JAPAN |  | SUMMIT COMPANY (MALAYSIA) SDN BHD |  |  | 0 | 0 | 0 | 0 |  |  |  |  | 2023-09-19 | KPJ Ipoh Specialist Hospital | 2 | bar: MAR; SEP
627 | H07B100627 | H07B100627 | 13215 | BEMS | B | - | ACT | C | H07 | BEMS | INFUSION PUMP | INFUSION PUMP | BB | DAY CARE | GF | ISH/BE/01917 | 0 |  | 0 | HOSPITAL | 4730 | 0 | 0 | 0 | 0 | 0 | 0 | 0 | 0 | 0 | 0 |  | 1900-01-01 | 1 | [8 empty] | DAY CARE |  |  |  | 0 | 0 | [12 empty] | admin | 2024-12-12 14:25 |  | TERUMO | TE*LM730A02 | 2302010055 |  |  |  | 1 | B | 1 |  | SUMMIT COMPANY (MALAYSIA) SDN BHD | SUMMIT COMPANY (MALAYSIA) SDN BHD | STOR 211730 | JAPAN |  | SUMMIT COMPANY (MALAYSIA) SDN BHD |  |  | 0 | 0 | 0 | 0 |  |  |  |  | 2023-09-19 | KPJ Ipoh Specialist Hospital | 2 | bar: MAR; SEP
628 | H07B100628 | H07B100628 | 13215 | BEMS | B | - | ACT | C | H07 | BEMS | INFUSION PUMP | INFUSION PUMP | BB | DAY CARE | GF | ISH/BE/01918 | 0 |  | 0 | HOSPITAL | 4730 | 0 | 0 | 0 | 0 | 0 | 0 | 0 | 0 | 0 | 0 |  | 1900-01-01 | 1 | [8 empty] | DAY CARE |  |  |  | 0 | 0 | [12 empty] | admin | 2024-12-12 14:25 |  | TERUMO | TE*LM730A02 | 2305010001 |  |  |  | 1 | B | 1 |  | SUMMIT COMPANY (MALAYSIA) SDN BHD | SUMMIT COMPANY (MALAYSIA) SDN BHD | STOR 211730 | JAPAN |  | SUMMIT COMPANY (MALAYSIA) SDN BHD |  |  | 0 | 0 | 0 | 0 |  |  |  |  | 2023-09-19 | KPJ Ipoh Specialist Hospital | 2 | bar: MAR; SEP
629 | H07B100629 | H07B100629 | 13215 | BEMS | B | - | ACT | C | H07 | BEMS | INFUSION PUMP | INFUSION PUMP | BB | DAY CARE | GF | ISH/BE/01919 | 0 |  | 0 | HOSPITAL | 4730 | 0 | 0 | 0 | 0 | 0 | 0 | 0 | 0 | 0 | 0 |  | 1900-01-01 | 1 | [8 empty] | DAY CARE |  |  |  | 0 | 0 | [12 empty] | admin | 2024-12-12 14:25 |  | TERUMO | TE*LM730A02 | 2305010002 |  |  |  | 1 | B | 1 |  | SUMMIT COMPANY (MALAYSIA) SDN BHD | SUMMIT COMPANY (MALAYSIA) SDN BHD | STOR 211730 | JAPAN |  | SUMMIT COMPANY (MALAYSIA) SDN BHD |  |  | 0 | 0 | 0 | 0 |  |  |  |  | 2023-09-19 | KPJ Ipoh Specialist Hospital | 2 | bar: MAR; SEP
630 | H07B100630 | H07B100630 | 12636 | BEMS | B | - | ACT | C | H07 | BEMS | VITAL SIGN MONITOR | VITAL SIGN MONITOR | BB | DAY CARE | GF | ISH/BE/02006 | 0 |  | 0 | HOSPITAL | 6800 | 0 | 0 | 0 | 0 | 0 | 0 | 0 | 0 | 0 | 0 | 2026-05-14 | 1900-01-01 | 0 | [8 empty] | DAY CARE |  |  |  | 0 | 0 | [12 empty] | admin | 2024-12-12 14:25 |  | NIHON KOHDEN | SVM-7260 | 01598 |  |  |  | 1 | B | 1 |  | STAR MEDICAL SYSTEMS (M) SDN BHD | STAR MEDICAL SYSTEMS (M) SDN BHD | STOR 224323 | JAPAN |  | STAR MEDICAL SYSTEM (M) SDN BHD |  |  | 0 | 0 | 0 | 0 |  |  |  |  | 2024-07-05 | KPJ Ipoh Specialist Hospital | 2 | bar: MAY; NOV
634 | H07B100634 | H07B100634 | 12386 | BEMS | B | - | ACT | C | H07 | BEMS | ABP MONITOR | ABP MONITOR | BB | DIAGNOSTIC CENTRE | L01 | ISH/BE/00286 | 0 |  | 0 | HOSPITAL | 4000 | 0 | 0 | 0 | 0 | 0 | 0 | 0 | 0 | 0 | 0 |  | 1900-01-01 | 17 | [8 empty] | DIAGNOSTIC CENTRE |  |  |  | 0 | 0 | [12 empty] | admin | 2024-12-12 14:25 |  | OSCAR | OSCAR | OOO19384 |  |  |  | 1 | B | 1 |  | INSAN DAMAI SDN.BHD | INSAN DAMAI SDN.BHD |  | USA |  | PRINCIP ENGINEERING |  |  | 0 | 0 | 0 | 0 |  |  |  |  | 2007-04-25 | KPJ Ipoh Specialist Hospital | 1 | bar: FEB
635 | H07B100635 | H07B100635 | 12386 | BEMS | B | - | ACT | C | H07 | BEMS | ELECTROSURGICAL UNITS | ELECTROSURGICAL UNITS | BB | DIAGNOSTIC CENTRE | L01 | ISH/BE/00295 | 0 |  | 0 | HOSPITAL | 48000 | 0 | 0 | 0 | 0 | 0 | 0 | 0 | 0 | 0 | 0 |  | 1900-01-01 | 18 | [8 empty] | DIAGNOSTIC CENTRE |  |  |  | 0 | 0 | [12 empty] | admin | 2024-12-12 14:25 |  | ERBE | ICC200EA | D1993 |  |  |  | 1 | B | 1 |  | AVRO MEDICAL SDN.BHD | AVRO MEDICAL SDN.BHD |  | GERMANY |  | MEDILIFE SDN BHD |  |  | 0 | 0 | 0 | 0 |  |  |  |  | 2006-04-25 | KPJ Ipoh Specialist Hospital | 2 | bar: APR; OCT
636 | H07B100636 | H07B100636 | 17116 | BEMS | B | - | ACT | C | H07 | BEMS | DEFIBRILLATORS | DEFIBRILLATORS | BB | DIAGNOSTIC CENTRE | L01 | ISH/BE/01062 | 0 |  | 0 | HOSPITAL | 18000 | 0 | 0 | 0 | 0 | 0 | 0 | 0 | 0 | 0 | 0 | 2013-09-01 | 1900-01-01 | 12 | [8 empty] | DIAGNOSTIC CENTRE |  |  |  | 0 | 0 | [12 empty] | admin | 2024-12-12 14:25 |  | PHILIPS | HEARTSTART XL + | USN1100590 |  |  |  | 1 | B | 1 |  | UWC HEALTHCARE SDN BHD | UWC HEALTHCARE SDN BHD | STOR 99540 (FA) | GERMANY |  | PRINCIP ENGINEERING |  |  | 0 | 0 | 0 | 0 |  |  |  |  | 2012-09-21 | KPJ Ipoh Specialist Hospital | 2 | bar: JAN; JUL
637 | H07B100637 | H07B100637 | 13680 | BEMS | B | - | ACT | C | H07 | BEMS | SPIROMETRY | SPIROMETRY | BB | DIAGNOSTIC CENTRE | L01 | ISH/BE/01060 | 0 |  | 0 | HOSPITAL | 6500 | 0 | 0 | 0 | 0 | 0 | 0 | 0 | 0 | 0 | 0 | 2013-09-01 | 1900-01-01 | 12 | [8 empty] | DIAGNOSTIC CENTRE |  |  |  | 0 | 0 | [12 empty] | admin | 2024-12-12 14:25 |  | SCHILLER | SP-260 | 527.00961 |  |  |  | 1 | B | 1 |  | SCHILLER MALAYSIA SDN BHD | SCHILLER MALAYSIA SDN BHD | STOR 98911 (FA) | GERMANY |  | BEMS ISH |  |  | 0 | 0 | 0 | 0 |  |  |  |  | 2012-12-09 | KPJ Ipoh Specialist Hospital | 1 | bar: FEB
638 | H07B100638 | H07B100638 | 11407 | BEMS | B | - | ACT | C | H07 | BEMS | ELECTROCARDIOGRAPH | ELECTROCARDIOGRAPH | BB | DIAGNOSTIC CENTRE | L01 | ISH/BE/01155 | 0 |  | 0 | HOSPITAL | 16750 | 0 | 0 | 0 | 0 | 0 | 0 | 0 | 0 | 0 | 0 | 2016-02-01 | 1900-01-01 | 10 | [8 empty] | DIAGNOSTIC CENTRE |  |  |  | 0 | 0 | [12 empty] | admin | 2024-12-12 14:25 |  | NORAV MEDICAL | NECG-12C | NECGM13506580003 |  |  |  | 1 | B | 1 |  | SUN MEDICAL SYSTEMS SDN. BHD | SUN MEDICAL SYSTEMS SDN. BHD | STOR 111911(FA) | GERMANY |  | SUN MEDICAL SYSTEM SDN. BHD |  |  | 0 | 0 | 0 | 0 |  |  |  |  | 2014-02-20 | KPJ Ipoh Specialist Hospital | 2 | bar: APR; OCT
639 | H07B100639 | H07B100639 | 11407 | BEMS | B | - | ACT | C | H07 | BEMS | ELECTROCARDIOGRAPH | ELECTROCARDIOGRAPH | BB | DIAGNOSTIC CENTRE | L01 | ISH/BE/01266 | 0 |  | 0 | HOSPITAL | 17500 | 0 | 0 | 0 | 0 | 0 | 0 | 0 | 0 | 0 | 0 | 2017-05-01 | 1900-01-01 | 9 | [8 empty] | DIAGNOSTIC CENTRE |  |  |  | 0 | 0 | [12 empty] | admin | 2024-12-12 14:25 |  | NORAV MEDICAL | NECG-12C | M15100640002 |  |  |  | 1 | B | 1 |  | SUN MEDICAL SYSTEMS SDN. BHD | SUN MEDICAL SYSTEMS SDN. BHD | STOR 122594 (FA) | GERMANY |  | SUN MEDICAL SYSTEM SDN. BHD |  |  | 0 | 0 | 0 | 0 |  |  |  |  | 2015-05-15 | KPJ Ipoh Specialist Hospital | 2 | bar: APR; OCT
640 | H07B100640 | H07B100640 | 11467 | BEMS | B | - | ACT | C | H07 | BEMS | ELECTROENCEPHALOGRAPH | ELECTROENCEPHALOGRAPH | BB | DIAGNOSTIC CENTRE | L01 | ISH/BE/00322 | 0 |  | 0 | HOSPITAL | 90000 | 0 | 0 | 0 | 0 | 0 | 0 | 0 | 0 | 0 | 0 |  | 1900-01-01 | 16 | [8 empty] | DIAGNOSTIC CENTRE |  |  |  | 0 | 0 | [12 empty] | admin | 2024-12-12 14:25 |  | NIHON KOHDEN | 9100K | 00255 |  |  |  | 1 | B | 1 |  | LIFE TRONIC SDN.BHD | LIFE TRONIC SDN.BHD |  | JAPAN |  | LIFETRONIC SDN BHD |  |  | 0 | 0 | 0 | 0 |  |  |  |  | 2008-06-19 | KPJ Ipoh Specialist Hospital | 2 | bar: APR; OCT
641 | H07B100641 | H07B100641 | 11467 | BEMS | B | - | ACT | C | H07 | BEMS | ELECTROENCEPHALOGRAPH | ELECTROENCEPHALOGRAPH | BB | DIAGNOSTIC CENTRE | L01 | ISH/BE/01211 | 0 |  | 0 | HOSPITAL | 79000 | 0 | 0 | 0 | 0 | 0 | 0 | 0 | 0 | 0 | 0 | 2017-12-01 | 1900-01-01 | 10 | [8 empty] | DIAGNOSTIC CENTRE |  |  |  | 0 | 0 | [12 empty] | admin | 2024-12-12 14:25 |  | NIHON KOHDEN | 1200K | 02517 |  |  |  | 1 | B | 1 |  | LIFE TRONIC SDN.BHD | LIFE TRONIC SDN.BHD | STOR 117611(FA) | JAPAN |  | LIFETRONIC SDN BHD |  |  | 0 | 0 | 0 | 0 |  |  |  |  | 2014-12-30 | KPJ Ipoh Specialist Hospital | 2 | bar: APR; OCT
642 | H07B100642 | H07B100642 | 11441 | BEMS | B | - | ACT | C | H07 | BEMS | ELECTROMAYOGRAPH | ELECTROMAYOGRAPH | BB | DIAGNOSTIC CENTRE | L01 | ISH/BE/01607 | 0 |  | 0 | HOSPITAL | 173000 | 0 | 0 | 0 | 0 | 0 | 0 | 0 | 0 | 0 | 0 | 2022-01-22 | 1900-01-01 | 4 | [8 empty] | DIAGNOSTIC CENTRE |  |  |  | 0 | 0 | [12 empty] | admin | 2024-12-12 14:25 |  | NATUS | NICOLET EDX | RZ193446G |  |  |  | 1 | B | 1 |  | DAN MEDIK SDN BHD | DAN MEDIK SDN BHD | STOR 178983 | USA |  | DAN MEDIK SDN BHD |  |  | 0 | 0 | 0 | 0 |  |  |  |  | 2020-01-22 | KPJ Ipoh Specialist Hospital | 2 | bar: JAN; JUL
643 | H07B100643 | H07B100643 | 12387 | BEMS | B | - | ACT | C | H07 | BEMS | COMPUTERISED HOLTER SYSTEM | COMPUTERISED HOLTER SYSTEM | BB | DIAGNOSTIC CENTRE | L01 | ISH/BE/00285 | 0 |  | 0 | HOSPITAL | 20000 | 0 | 0 | 0 | 0 | 0 | 0 | 0 | 0 | 0 | 0 |  | 1900-01-01 | 18 | [8 empty] | DIAGNOSTIC CENTRE |  |  |  | 0 | 0 | [12 empty] | admin | 2024-12-12 14:25 |  | MONTARA | H-SCRIBE | 106151512147 |  |  |  | 1 | B | 1 |  | INSAN DAMAI SDN.BHD | INSAN DAMAI SDN.BHD |  | USA |  | BEMS ISH |  |  | 0 | 0 | 0 | 0 |  |  |  |  | 2006-05-26 | KPJ Ipoh Specialist Hospital | 2 | bar: FEB; OCT
644 | H07B100644 | H07B100644 | 12387 | BEMS | B | - | ACT | C | H07 | BEMS | HOLTER RECORDER | HOLTER RECORDER | BB | DIAGNOSTIC CENTRE | L01 | ISH/BE/00655 | 0 |  | 0 | HOSPITAL | 8000 | 0 | 0 | 0 | 0 | 0 | 0 | 0 | 0 | 0 | 0 |  | 1900-01-01 | 18 | [8 empty] | DIAGNOSTIC CENTRE |  |  |  | 0 | 0 | [12 empty] | admin | 2024-12-12 14:25 |  | MONTARA | H3+ | 105455150165 |  |  |  | 1 | B | 1 |  | INSAN DAMAI SDN.BHD | INSAN DAMAI SDN.BHD |  | USA |  | BEMS ISH |  |  | 0 | 0 | 0 | 0 |  |  |  |  | 2006-05-26 | KPJ Ipoh Specialist Hospital | 2 | bar: FEB; OCT
645 | H07B100645 | H07B100645 | 12387 | BEMS | B | - | ACT | C | H07 | BEMS | HOLTER RECORDER | HOLTER RECORDER | BB | DIAGNOSTIC CENTRE | L01 | ISH/BE/00656 | 0 |  | 0 | HOSPITAL | 8000 | 0 | 0 | 0 | 0 | 0 | 0 | 0 | 0 | 0 | 0 |  | 1900-01-01 | 18 | [8 empty] | DIAGNOSTIC CENTRE |  |  |  | 0 | 0 | [12 empty] | admin | 2024-12-12 14:25 |  | MONTARA | H3+ | 105312130165 |  |  |  | 1 | B | 1 |  | INSAN DAMAI SDN.BHD | INSAN DAMAI SDN.BHD |  | USA |  | BEMS ISH |  |  | 0 | 0 | 0 | 0 |  |  |  |  | 2006-05-26 | KPJ Ipoh Specialist Hospital | 2 | bar: FEB; OCT
646 | H07B100646 | H07B100646 | 12387 | BEMS | B | - | ACT | C | H07 | BEMS | HOLTER RECORDER | HOLTER RECORDER | BB | DIAGNOSTIC CENTRE | L01 | ISH/BE/00657 | 0 |  | 0 | HOSPITAL | 8000 | 0 | 0 | 0 | 0 | 0 | 0 | 0 | 0 | 0 | 0 |  | 1900-01-01 | 18 | [8 empty] | DIAGNOSTIC CENTRE |  |  |  | 0 | 0 | [12 empty] | admin | 2024-12-12 14:25 |  | MONTARA | H3+ | 106363335165 |  |  |  | 1 | B | 1 |  | INSAN DAMAI SDN.BHD | INSAN DAMAI SDN.BHD |  | USA |  | BEMS ISH |  |  | 0 | 0 | 0 | 0 |  |  |  |  | 2006-05-26 | KPJ Ipoh Specialist Hospital | 2 | bar: FEB; OCT
647 | H07B100647 | H07B100647 | 10228 | BEMS | B | - | ACT | C | H07 | BEMS | AUDIOMETRY SYSTEM | AUDIOMETRY SYSTEM | BB | DIAGNOSTIC CENTRE | L01 | ISH/BE/01579 | 0 |  | 0 | HOSPITAL | 29500 | 0 | 0 | 0 | 0 | 0 | 0 | 0 | 0 | 0 | 0 | 2020-01-01 | 1900-01-01 | 5 | [8 empty] | DIAGNOSTIC CENTRE |  |  |  | 0 | 0 | [12 empty] | admin | 2024-12-12 14:25 |  | GSI | GSI PELLO | GS0074249 |  |  |  | 1 | B | 1 |  | MKS MEDIC SDN BHD | MKS MEDIC SDN BHD | STOR 166232 | USA |  | MKS MEDIC |  |  | 0 | 0 | 0 | 0 |  |  |  |  | 2019-01-08 | KPJ Ipoh Specialist Hospital | 1 | bar: JUN
648 | H07B100648 | H07B100648 | - | BEMS | B | - | ACT | C | H07 | BEMS | AUTO TYMPANOMETRY | AUTO TYMPANOMETRY | BB | DIAGNOSTIC CENTRE | L01 | ISH/BE/01206 | 0 |  | 0 | HOSPITAL | 20000 | 0 | 0 | 0 | 0 | 0 | 0 | 0 | 0 | 0 | 0 | 2016-12-01 | 1900-01-01 | 10 | [8 empty] | DIAGNOSTIC CENTRE |  |  |  | 0 | 0 | [12 empty] | admin | 2024-12-12 14:25 |  | INTERACOUSTICS | TITAN IMP 440 | 924522 |  |  |  | 1 | B | 1 |  | GLOBAL PRECISION SDN BHD | GLOBAL PRECISION SDN BHD | STOR 117649 (FA) | USA |  | GLOBAL PRECESION SDN BHD |  |  | 0 | 0 | 0 | 0 |  |  |  |  | 2014-12-30 | KPJ Ipoh Specialist Hospital | 1 | bar: DEC
649 | H07B100649 | H07B100649 | 13217 | BEMS | B | - | ACT | C | H07 | BEMS | SYRINGE PUMP | SYRINGE PUMP | BB | DIAGNOSTIC CENTRE | L01 | ISH/BE/00299 | 0 |  | 0 | HOSPITAL | 2950 | 0 | 0 | 0 | 0 | 0 | 0 | 0 | 0 | 0 | 0 |  | 1900-01-01 | 16 | [8 empty] | DIAGNOSTIC CENTRE |  |  |  | 0 | 0 | [12 empty] | admin | 2024-12-12 14:25 |  | TERUMO | TE-331NW2 | O8010093 |  |  |  | 1 | B | 1 |  | HOSPIMETRIX SDN BHD | HOSPIMETRIX SDN BHD |  | JAPAN |  | PRINCIP ENGINEERING |  |  | 0 | 0 | 0 | 0 |  |  |  |  | 2008-08-18 | KPJ Ipoh Specialist Hospital | 1 | bar: JUN
650 | H07B100650 | H07B100650 | 15967 | BEMS | B | - | ACT | C | H07 | BEMS | MONITOR LCD | MONITOR LCD | BB | DIAGNOSTIC CENTRE | L01 | ISH/BE/00320 | 0 |  | 0 | HOSPITAL | 19000 | 0 | 0 | 0 | 0 | 0 | 0 | 0 | 0 | 0 | 0 |  | 1900-01-01 | 17 | [8 empty] | DIAGNOSTIC CENTRE |  |  |  | 0 | 0 | [12 empty] | admin | 2024-12-12 14:25 |  | OLYMPUS | OEV191 | 7729636 |  |  |  | 1 | B | 1 |  | ENDODYNAMICS (M) SDN.BHD | ENDODYNAMICS (M) SDN.BHD |  | JAPAN |  | OLYMPUS (M) SDN BHD |  |  | 0 | 0 | 0 | 0 |  |  |  |  | 2007-10-30 | KPJ Ipoh Specialist Hospital | 1 | bar: NOV
652 | H07B100652 | H07B100652 | - | BEMS | B | - | ACT | C | H07 | BEMS | PERISTALTIC PUMP UNIT | PERISTALTIC PUMP UNIT | BB | DIAGNOSTIC CENTRE | L01 | ISH/BE/00692 | 0 |  | 0 | HOSPITAL | 15000 | 0 | 0 | 0 | 0 | 0 | 0 | 0 | 0 | 0 | 0 | 2010-07-01 | 1900-01-01 | 15 | [8 empty] | DIAGNOSTIC CENTRE |  |  |  | 0 | 0 | [12 empty] | admin | 2024-12-12 14:25 |  | OLYMPUS | AFU-100 | 22378W23-109 |  |  |  | 1 | B | 1 |  | ENDODYNAMICS (M) SDN.BHD | ENDODYNAMICS (M) SDN.BHD |  | JAPAN |  | OLYMPUS (M) SDN BHD |  |  | 0 | 0 | 0 | 0 |  |  |  |  | 2009-07-28 | KPJ Ipoh Specialist Hospital | 1 | bar: NOV
653 | H07B100653 | H07B100653 | 15967 | BEMS | B | - | ACT | C | H07 | BEMS | MONITOR LCD | MONITOR LCD | BB | DIAGNOSTIC CENTRE | L01 | ISH/BE/00677 | 0 |  | 0 | HOSPITAL | 19000 | 0 | 0 | 0 | 0 | 0 | 0 | 0 | 0 | 0 | 0 | 2010-04-01 | 1900-01-01 | 15 | [8 empty] | DIAGNOSTIC CENTRE |  |  |  | 0 | 0 | [12 empty] | admin | 2024-12-12 14:25 |  | OLYMPUS | OEV191 | 7924296 |  |  |  | 1 | B | 1 |  | ENDODYNAMICS (M) SDN.BHD | ENDODYNAMICS (M) SDN.BHD |  | JAPAN |  | OLYMPUS (M) SDN BHD |  |  | 0 | 0 | 0 | 0 |  |  |  |  | 2009-02-04 | KPJ Ipoh Specialist Hospital | 1 | bar: NOV
654 | H07B100654 | H07B100654 | 18034 | BEMS | B | - | ACT | C | H07 | BEMS | VIDEO PROCESSOR | VIDEO PROCESSOR | BB | DIAGNOSTIC CENTRE | L01 | ISH/BE/00697 | 0 |  | 0 | HOSPITAL | 55000 | 0 | 0 | 0 | 0 | 0 | 0 | 0 | 0 | 0 | 0 | 2010-08-01 | 1900-01-01 | 15 | [8 empty] | DIAGNOSTIC CENTRE |  |  |  | 0 | 0 | [12 empty] | admin | 2024-12-12 14:25 |  | OLYMPUS | CV-180 | 7983179 |  |  |  | 1 | B | 1 |  | ENDODYNAMICS (M) SDN.BHD | ENDODYNAMICS (M) SDN.BHD |  | JAPAN |  | OLYMPUS (M) SDN BHD |  |  | 0 | 0 | 0 | 0 |  |  |  |  | 2009-08-18 | KPJ Ipoh Specialist Hospital | 1 | bar: NOV
655 | H07B100655 | H07B100655 | 12340 | BEMS | B | - | ACT | C | H07 | BEMS | LIGHT SOURCE | LIGHT SOURCE | BB | DIAGNOSTIC CENTRE | L01 | ISH/BE/00698 | 0 |  | 0 | HOSPITAL | 32000 | 0 | 0 | 0 | 0 | 0 | 0 | 0 | 0 | 0 | 0 | 2010-08-01 | 1900-01-01 | 15 | [8 empty] | DIAGNOSTIC CENTRE |  |  |  | 0 | 0 | [12 empty] | admin | 2024-12-12 14:25 |  | OLYMPUS | CLV-180 | 7901815 |  |  |  | 1 | B | 1 |  | ENDODYNAMICS (M) SDN.BHD | ENDODYNAMICS (M) SDN.BHD |  | JAPAN |  | OLYMPUS (M) SDN BHD |  |  | 0 | 0 | 0 | 0 |  |  |  |  | 2009-08-18 | KPJ Ipoh Specialist Hospital | 1 | bar: NOV
656 | H07B100656 | H07B100656 | 11490 | BEMS | B | - | ACT | C | H07 | BEMS | ELECTROSURGICAL UNITS | ELECTROSURGICAL UNITS | BB | DIAGNOSTIC CENTRE | L01 | ISH/BE/00691 | 0 |  | 0 | HOSPITAL | 35000 | 0 | 0 | 0 | 0 | 0 | 0 | 0 | 0 | 0 | 0 | 2010-07-01 | 1900-01-01 | 15 | [8 empty] | DIAGNOSTIC CENTRE |  |  |  | 0 | 0 | [12 empty] | admin | 2024-12-12 14:25 |  | OLYMPUS | ESG-100 | 22416W23-102 |  |  |  | 1 | B | 1 |  | ENDODYNAMICS (M) SDN.BHD | ENDODYNAMICS (M) SDN.BHD |  | JAPAN |  | OLYMPUS (M) SDN BHD |  |  | 0 | 0 | 0 | 0 |  |  |  |  | 2009-07-28 | KPJ Ipoh Specialist Hospital | 1 | bar: NOV
657 | H07B100657 | H07B100657 | 17663 | BEMS | B | - | ACT | C | H07 | BEMS | GASTROSCOPE | GASTROSCOPE | BB | DIAGNOSTIC CENTRE | L01 | ISH/BE/01512 | 0 |  | 0 | HOSPITAL | 103521.6 | 0 | 0 | 0 | 0 | 0 | 0 | 0 | 0 | 0 | 0 | 2018-04-01 | 1900-01-01 | 7 | [8 empty] | DIAGNOSTIC CENTRE |  |  |  | 0 | 0 | [12 empty] | admin | 2024-12-12 14:25 |  | OLYMPUS | GIF-H190 | 2641171 |  |  |  | 1 | B | 1 |  | OLYMPUS (M) SDN BHD | OLYMPUS (M) SDN BHD |  | JAPAN |  | OLYMPUS (M) SDN BHD |  |  | 0 | 0 | 0 | 0 |  |  |  |  | 2017-04-11 | KPJ Ipoh Specialist Hospital | 1 | bar: JUL
659 | H07B100659 | H07B100659 | 17663 | BEMS | B | - | ACT | C | H07 | BEMS | GASTROSCOPE | GASTROSCOPE | BB | DIAGNOSTIC CENTRE | L01 | ISH/BE/01667 | 0 |  | 0 | HOSPITAL | 110000 | 0 | 0 | 0 | 0 | 0 | 0 | 0 | 0 | 0 | 0 | 2022-03-01 | 1900-01-01 | 3 | [8 empty] | DIAGNOSTIC CENTRE |  |  |  | 0 | 0 | [12 empty] | admin | 2024-12-12 14:25 |  | OLYMPUS | GIF-H191 | 2062227 |  |  |  | 1 | B | 1 |  | OLYMPUS (M) SDN BHD | OLYMPUS (M) SDN BHD |  | JAPAN |  | OLYMPUS (M) SDN BHD |  |  | 0 | 0 | 0 | 0 |  |  |  |  | 2021-04-03 | KPJ Ipoh Specialist Hospital | 1 | bar: MAR
661 | H07B100661 | H07B100661 | 17665 | BEMS | B | - | ACT | C | H07 | BEMS | COLONOSCOPE | COLONOSCOPE | BB | DIAGNOSTIC CENTRE | L01 | ISH/BE/01569 | 0 |  | 0 | HOSPITAL | 116424 | 0 | 0 | 0 | 0 | 0 | 0 | 0 | 0 | 0 | 0 | 2019-05-01 | 1900-01-01 | 6 | [8 empty] | DIAGNOSTIC CENTRE |  |  |  | 0 | 0 | [12 empty] | admin | 2024-12-12 14:25 |  | OLYMPUS | CF-H190L | 2842767 |  |  |  | 1 | B | 1 |  | OLYMPUS (M) SDN BHD | OLYMPUS (M) SDN BHD |  | JAPAN |  | OLYMPUS (M) SDN BHD |  |  | 0 | 0 | 0 | 0 |  |  |  |  | 2018-05-04 | KPJ Ipoh Specialist Hospital | 1 | bar: JUL
662 | H07B100662 | H07B100662 | 17665 | BEMS | B | - | ACT | C | H07 | BEMS | COLONOSCOPE | COLONOSCOPE | BB | DIAGNOSTIC CENTRE | L01 | ISH/BE/01666 | 0 |  | 0 | HOSPITAL | 130000 | 0 | 0 | 0 | 0 | 0 | 0 | 0 | 0 | 0 | 0 | 2022-03-01 | 1900-01-01 | 3 | [8 empty] | DIAGNOSTIC CENTRE |  |  |  | 0 | 0 | [12 empty] | admin | 2024-12-12 14:25 |  | OLYMPUS | CF-H190L | 2044012 |  |  |  | 1 | B | 1 |  | OLYMPUS (M) SDN BHD | OLYMPUS (M) SDN BHD |  | JAPAN |  | OLYMPUS (M) SDN BHD |  |  | 0 | 0 | 0 | 0 |  |  |  |  | 2021-04-03 | KPJ Ipoh Specialist Hospital | 1 | bar: MAR
663 | H07B100663 | H07B100663 | 15073 | BEMS | B | - | ACT | C | H07 | BEMS | BRONCHOSCOPE | BRONCHOSCOPE | BB | DIAGNOSTIC CENTRE | L01 | ISH/BE/01665 | 0 |  | 0 | HOSPITAL | 0 | 0 | 0 | 0 | 0 | 0 | 0 | 0 | 0 | 0 | 0 | 2022-03-01 | 1900-01-01 | 3 | [8 empty] | DIAGNOSTIC CENTRE |  |  |  | 0 | 0 | [12 empty] | admin | 2024-12-12 14:25 |  | OLYMPUS | BF-H190 | 2026598 |  |  |  | 1 | B | 1 |  | OLYMPUS (M) SDN BHD | OLYMPUS (M) SDN BHD |  | JAPAN |  | OLYMPUS (M) SDN BHD |  |  | 0 | 0 | 0 | 0 |  |  |  |  | 2021-04-03 | KPJ Ipoh Specialist Hospital | 1 | bar: NOV
664 | H07B100664 | H07B100664 | - | BEMS | B | - | ACT | C | H07 | BEMS | SCANNING SYSTEMS, ULTRASONIC, COLONOSCOPIC | SCANNING SYSTEMS, ULTRASONIC, COLONOSCOPIC | BB | DIAGNOSTIC CENTRE | L01 | ISH/BE/00805 | 0 |  | 0 | HOSPITAL | 269660 | 0 | 0 | 0 | 0 | 0 | 0 | 0 | 0 | 0 | 0 | 2011-04-01 | 1900-01-01 | 14 | [8 empty] | DIAGNOSTIC CENTRE |  |  |  | 0 | 0 | [12 empty] | admin | 2024-12-12 14:25 |  | BK MEDICAL | FLEX FOCUS 1202 | 1900459 |  |  |  | 1 | B | 1 |  | SUP100019 | MEDI-LIFE (M) SDN BHD | STOR 80105 | GERMANY |  | MEDILIFE SDN BHD |  |  | 0 | 0 | 0 | 0 |  |  |  |  | 2010-04-27 | KPJ Ipoh Specialist Hospital | 2 | bar: MAR; SEP
665 | H07B100665 | H07B100665 | 11490 | BEMS | B | - | ACT | C | H07 | BEMS | ELECTROSURGICAL UNITS | ELECTROSURGICAL UNITS | BB | DIAGNOSTIC CENTRE | L01 | ISH/BE/00815 | 0 |  | 0 | HOSPITAL | 49000 | 0 | 0 | 0 | 0 | 0 | 0 | 0 | 0 | 0 | 0 | 2011-05-01 | 1900-01-01 | 14 | [8 empty] | DIAGNOSTIC CENTRE |  |  |  | 0 | 0 | [12 empty] | admin | 2024-12-12 14:25 |  | ERBE | VIO 300S | 11317114 |  |  |  | 1 | B | 1 |  | AVRO MEDICAL SDN.BHD | AVRO MEDICAL SDN.BHD |  | GERMANY |  | MEDILIFE SDN BHD |  |  | 0 | 0 | 0 | 0 |  |  |  |  | 2010-05-17 | KPJ Ipoh Specialist Hospital | 2 | bar: MAR; SEP
666 | H07B100666 | H07B100666 | - | BEMS | B | - | ACT | C | H07 | BEMS | ELECTRICAL SPHYGMOMANOMETER | ELECTRICAL SPHYGMOMANOMETER | BB | DIAGNOSTIC CENTRE | L01 | ISH/BE/00838 | 0 |  | 0 | HOSPITAL | 220 | 0 | 0 | 0 | 0 | 0 | 0 | 0 | 0 | 0 | 0 | 2011-07-01 | 1900-01-01 | 14 | [8 empty] | DIAGNOSTIC CENTRE |  |  |  | 0 | 0 | [12 empty] | admin | 2024-12-12 14:25 |  | ELEPHANT | DXJ-210 | J2101007350 |  |  |  | 1 | B | 1 |  | BEC ENGINEERING SDN BHD | BEC ENGINEERING SDN BHD |  | CHINA |  | BEMS ISH |  |  | 0 | 0 | 0 | 0 |  |  |  |  | 2010-07-24 | KPJ Ipoh Specialist Hospital | 1 | bar: JUL
667 | H07B100667 | H07B100667 | 17204 | BEMS | B | - | ACT | C | H07 | BEMS | SCANNING SYSTEMS, ULTRASONIC | SCANNING SYSTEMS, ULTRASONIC | BB | DIAGNOSTIC CENTRE | L01 | ISH/BE/01509 | 0 |  | 0 | HOSPITAL | 600000 | 0 | 0 | 0 | 0 | 0 | 0 | 0 | 0 | 0 | 0 | 2020-03-01 | 1900-01-01 | 7 | [8 empty] | DIAGNOSTIC CENTRE |  |  |  | 0 | 0 | [12 empty] | admin | 2024-12-12 14:25 |  | GE | H45571GJ | 10772VE9 |  |  |  | 1 | B | 1 |  | SCHMIDT BIOMED TECH SDN BHD | SCHMIDT BIOMED TECH SDN BHD |  | GERMANY |  | I MEDIC IMAGING SDN BHD |  |  | 0 | 0 | 0 | 0 |  |  |  |  | 2017-03-28 | KPJ Ipoh Specialist Hospital | 2 | bar: FEB; AUG
668 | H07B100668 | H07B100668 | 17204 | BEMS | B | - | ACT | C | H07 | BEMS | SCANNING SYSTEMS, ULTRASONIC | SCANNING SYSTEMS, ULTRASONIC | BB | DIAGNOSTIC CENTRE | L01 | ISH/BE/01664 | 0 |  | 0 | HOSPITAL | 380000 | 0 | 0 | 0 | 0 | 0 | 0 | 0 | 0 | 0 | 0 | 2022-09-01 | 1900-01-01 | 5 | [8 empty] | DIAGNOSTIC CENTRE |  |  |  | 0 | 0 | [12 empty] | admin | 2024-12-12 14:25 |  | GE | S70 | 210921S70N |  |  |  | 1 | B | 1 |  | I MEDIC SDN BHD | I MEDIC SDN BHD |  | GERMANY |  | I MEDIC IMAGING SDN BHD |  |  | 0 | 0 | 0 | 0 |  |  |  |  | 2019-11-05 | KPJ Ipoh Specialist Hospital | 2 | bar: FEB; AUG
670 | H07B100670 | H07B100670 | - | BEMS | B | - | ACT | C | H07 | BEMS | ARGON PLASMA COAGULATION UNIT | ARGON PLASMA COAGULATION UNIT | BB | DIAGNOSTIC CENTRE | L01 | ISH/BE/01019 | 0 |  | 0 | HOSPITAL | 71250 | 0 | 0 | 0 | 0 | 0 | 0 | 0 | 0 | 0 | 0 | 2012-11-01 | 1900-01-01 | 13 | [8 empty] | DIAGNOSTIC CENTRE |  |  |  | 0 | 0 | [12 empty] | admin | 2024-12-12 14:25 |  | ERBE | APC 2 | 11326132 |  |  |  | 1 | B | 1 |  | AVRO MEDICAL SDN.BHD | AVRO MEDICAL SDN.BHD |  | GERMANY |  | MEDILIFE SDN BHD |  |  | 0 | 0 | 0 | 0 |  |  |  |  | 2011-01-11 | KPJ Ipoh Specialist Hospital | 2 | bar: MAR; SEP
671 | H07B100671 | H07B100671 | 15967 | BEMS | B | - | ACT | C | H07 | BEMS | MONITOR LCD | MONITOR LCD | BB | DIAGNOSTIC CENTRE | L01 | ISH/BE/01073 | 0 |  | 0 | HOSPITAL | 173825 | 0 | 0 | 0 | 0 | 0 | 0 | 0 | 0 | 0 | 0 | 2014-01-01 | 1900-01-01 | 11 | [8 empty] | DIAGNOSTIC CENTRE |  |  |  | 0 | 0 | [12 empty] | admin | 2024-12-12 14:25 |  | OLYMPUS | OEV261H | 7244998 |  |  |  | 1 | B | 1 |  | ENDODYNAMICS (M) SDN.BHD | ENDODYNAMICS (M) SDN.BHD | STOR 101775 (FA) | JAPAN |  | OLYMPUS (M) SDN BHD |  |  | 0 | 0 | 0 | 0 |  |  |  |  | 2013-01-17 | KPJ Ipoh Specialist Hospital | 1 | bar: JUL
672 | H07B100672 | H07B100672 | 18034 | BEMS | B | - | ACT | C | H07 | BEMS | VIDEO PROCESSOR | VIDEO PROCESSOR | BB | DIAGNOSTIC CENTRE | L01 | ISH/BE/01074 | 0 |  | 0 | HOSPITAL | 0 | 0 | 0 | 0 | 0 | 0 | 0 | 0 | 0 | 0 | 0 | 2014-01-01 | 1900-01-01 | 11 | [8 empty] | DIAGNOSTIC CENTRE |  |  |  | 0 | 0 | [12 empty] | admin | 2024-12-12 14:25 |  | OLYMPUS | CV-190 | 7254799 |  |  |  | 1 | B | 1 |  | ENDODYNAMICS (M) SDN.BHD | ENDODYNAMICS (M) SDN.BHD | STOR 101775 (FA) | JAPAN |  | OLYMPUS (M) SDN BHD |  |  | 0 | 0 | 0 | 0 |  |  |  |  | 2013-01-17 | KPJ Ipoh Specialist Hospital | 1 | bar: JUL
673 | H07B100673 | H07B100673 | 12340 | BEMS | B | - | ACT | C | H07 | BEMS | LIGHT SOURCE | LIGHT SOURCE | BB | DIAGNOSTIC CENTRE | L01 | ISH/BE/01075 | 0 |  | 0 | HOSPITAL | 0 | 0 | 0 | 0 | 0 | 0 | 0 | 0 | 0 | 0 | 0 | 2014-01-01 | 1900-01-01 | 11 | [8 empty] | DIAGNOSTIC CENTRE |  |  |  | 0 | 0 | [12 empty] | admin | 2024-12-12 14:25 |  | OLYMPUS | CLV-190 | 7234912 |  |  |  | 1 | B | 1 |  | ENDODYNAMICS (M) SDN.BHD | ENDODYNAMICS (M) SDN.BHD | STOR 101775 (FA) | JAPAN |  | OLYMPUS (M) SDN BHD |  |  | 0 | 0 | 0 | 0 |  |  |  |  | 2013-01-17 | KPJ Ipoh Specialist Hospital | 1 | bar: JUL
674 | H07B100674 | H07B100674 | - | BEMS | B | - | ACT | C | H07 | BEMS | CYSTOSCOPE | CYSTOSCOPE | BB | DIAGNOSTIC CENTRE | L01 | ISH/BE/01508 | 0 |  | 0 | HOSPITAL | 47796 | 0 | 0 | 0 | 0 | 0 | 0 | 0 | 0 | 0 | 0 | 2018-01-01 | 1900-01-01 | 7 | [8 empty] | DIAGNOSTIC CENTRE |  |  |  | 0 | 0 | [12 empty] | admin | 2024-12-12 14:25 |  | OLYMPUS | CYF TYPE V2 | 2651374 |  |  |  | 1 | B | 1 |  | OLYMPUS (M) SDN BHD | OLYMPUS (M) SDN BHD | STOR 138304 (FA) | JAPAN |  | OLYMPUS (M) SDN BHD |  |  | 0 | 0 | 0 | 0 |  |  |  |  | 2017-01-17 | KPJ Ipoh Specialist Hospital | 1 | bar: MAR
675 | H07B100675 | H07B100675 | 18034 | BEMS | B | - | ACT | C | H07 | BEMS | VIDEO PROCESSOR | VIDEO PROCESSOR | BB | DIAGNOSTIC CENTRE | L01 | ISH/BE/01259 | 0 |  | 0 | HOSPITAL | 91600 | 0 | 0 | 0 | 0 | 0 | 0 | 0 | 0 | 0 | 0 | 2017-05-01 | 1900-01-01 | 9 | [8 empty] | DIAGNOSTIC CENTRE |  |  |  | 0 | 0 | [12 empty] | admin | 2024-12-12 14:25 |  | OLYMPUS | CV-190 | 7500102 |  |  |  | 1 | B | 1 |  | OLYMPUS (M) SDN BHD | OLYMPUS (M) SDN BHD | STOR 120876 (FA) | JAPAN |  | OLYMPUS (M) SDN BHD |  |  | 0 | 0 | 0 | 0 |  |  |  |  | 2015-05-13 | KPJ Ipoh Specialist Hospital | 1 | bar: JUL
676 | H07B100676 | H07B100676 | 12340 | BEMS | B | - | ACT | C | H07 | BEMS | LIGHT SOURCE | LIGHT SOURCE | BB | DIAGNOSTIC CENTRE | L01 | ISH/BE/01260 | 0 |  | 0 | HOSPITAL | 46100 | 0 | 0 | 0 | 0 | 0 | 0 | 0 | 0 | 0 | 0 | 2017-05-01 | 1900-01-01 | 9 | [8 empty] | DIAGNOSTIC CENTRE |  |  |  | 0 | 0 | [12 empty] | admin | 2024-12-12 14:25 |  | OLYMPUS | CLV-190 | 7458094 |  |  |  | 1 | B | 1 |  | OLYMPUS (M) SDN BHD | OLYMPUS (M) SDN BHD | STOR 120876 (FA) | JAPAN |  | OLYMPUS (M) SDN BHD |  |  | 0 | 0 | 0 | 0 |  |  |  |  | 2015-05-13 | KPJ Ipoh Specialist Hospital | 1 | bar: JUL
677 | H07B100677 | H07B100677 | 15967 | BEMS | B | - | ACT | C | H07 | BEMS | MONITOR LCD | MONITOR LCD | BB | DIAGNOSTIC CENTRE | L01 | ISH/BE/01261 | 0 |  | 0 | HOSPITAL | 31400 | 0 | 0 | 0 | 0 | 0 | 0 | 0 | 0 | 0 | 0 | 2017-05-01 | 1900-01-01 | 9 | [8 empty] | DIAGNOSTIC CENTRE |  |  |  | 0 | 0 | [12 empty] | admin | 2024-12-12 14:25 |  | OLYMPUS | OEV-262H | 7418014 |  |  |  | 1 | B | 1 |  | OLYMPUS (M) SDN BHD | OLYMPUS (M) SDN BHD | STOR 120876 (FA) | JAPAN |  | OLYMPUS (M) SDN BHD |  |  | 0 | 0 | 0 | 0 |  |  |  |  | 2015-05-13 | KPJ Ipoh Specialist Hospital | 1 | bar: JUL
678 | H07B100678 | H07B100678 | - | BEMS | B | - | ACT | C | H07 | BEMS | FLUSHING SYSTEM | FLUSHING SYSTEM | BB | DIAGNOSTIC CENTRE | L01 | ISH/BE/01263 | 0 |  | 0 | HOSPITAL | 8800 | 0 | 0 | 0 | 0 | 0 | 0 | 0 | 0 | 0 | 0 | 2017-05-01 | 1900-01-01 | 9 | [8 empty] | DIAGNOSTIC CENTRE |  |  |  | 0 | 0 | [12 empty] | admin | 2024-12-12 14:25 |  | OLYMPUS | OFP-2 | 21424038 |  |  |  | 1 | B | 1 |  | OLYMPUS (M) SDN BHD | OLYMPUS (M) SDN BHD | STOR 120876 (FA) | JAPAN |  | OLYMPUS (M) SDN BHD |  |  | 0 | 0 | 0 | 0 |  |  |  |  | 2015-05-13 | KPJ Ipoh Specialist Hospital | 1 | bar: JUL
680 | H07B100680 | H07B100680 | 17424 | BEMS | B | - | ACT | C | H07 | BEMS | SCOPE BUDDY | SCOPE BUDDY | BB | DIAGNOSTIC CENTRE | L01 | ISH/BE/01276 | 0 |  | 0 | HOSPITAL | 7000 | 0 | 0 | 0 | 0 | 0 | 0 | 0 | 0 | 0 | 0 | 2015-06-01 | 1900-01-01 | 9 | [8 empty] | DIAGNOSTIC CENTRE |  |  |  | 0 | 0 | [12 empty] | admin | 2024-12-12 14:25 |  | MEDIVATORS | ECA-100G | SB761922-71 |  |  |  | 1 | B | 1 |  | GLOBAL HEALTHCARE LOGISTIC (M)SDN BHD | GLOBAL HEALTHCARE LOGISTIC (M)SDN BHD | STOR 123483(FA) | USA |  | MEDIVATOR SDN BHD |  |  | 0 | 0 | 0 | 0 |  |  |  |  | 2015-06-26 | KPJ Ipoh Specialist Hospital | 0
682 | H07B100682 | H07B100682 | - | BEMS | B | - | ACT | C | H07 | BEMS | EVENT RECORDER | EVENT RECORDER | BB | DIAGNOSTIC CENTRE | L01 | ISH/BE/01396 | 0 |  | 0 | HOSPITAL | 35510 | 0 | 0 | 0 | 0 | 0 | 0 | 0 | 0 | 0 | 0 | 2017-05-01 | 1900-01-01 | 8 | [8 empty] | DIAGNOSTIC CENTRE |  |  |  | 0 | 0 | [12 empty] | admin | 2024-12-12 14:25 |  | BEAM | BEAM ECG LOOP | 1140031E/1340031W |  |  |  | 1 | B | 1 |  | ATALIS HEALTHCARE | ATALIS HEALTHCARE | STOR 131408(FA) | USA |  | BEMS ISH |  |  | 0 | 0 | 0 | 0 |  |  |  |  | 2016-05-05 | KPJ Ipoh Specialist Hospital | 1 | bar: FEB
683 | H07B100683 | H07B100683 | 12636 | BEMS | B | - | ACT | C | H07 | BEMS | PATIENT MONITORING SYSTEM | PATIENT MONITORING SYSTEM | BB | DIAGNOSTIC CENTRE | L01 | ISH/BE/01488 | 0 |  | 0 | HOSPITAL | 10000 | 0 | 0 | 0 | 0 | 0 | 0 | 0 | 0 | 0 | 0 | 2018-09-01 | 1900-01-01 | 8 | [8 empty] | DIAGNOSTIC CENTRE |  |  |  | 0 | 0 | [12 empty] | admin | 2024-12-12 14:25 |  | NIHON KOHDEN | SVM 7601 | 0000033 |  |  |  | 1 | B | 1 |  | STAR MEDICAL SYSTEM (M) SDN BHD | STAR MEDICAL SYSTEM (M) SDN BHD | STOR 135593 (FA) | JAPAN |  | STAR MEDICAL SYSTEM SDN BHD |  |  | 0 | 0 | 0 | 0 |  |  |  |  | 2016-09-29 | KPJ Ipoh Specialist Hospital | 2 | bar: MAY; NOV
684 | H07B100684 | H07B100684 | 12636 | BEMS | B | - | ACT | C | H07 | BEMS | PATIENT MONITORING SYSTEM | PATIENT MONITORING SYSTEM | BB | DIAGNOSTIC CENTRE | L01 | ISH/BE/01489 | 0 |  | 0 | HOSPITAL | 10000 | 0 | 0 | 0 | 0 | 0 | 0 | 0 | 0 | 0 | 0 | 2018-09-01 | 1900-01-01 | 8 | [8 empty] | DIAGNOSTIC CENTRE |  |  |  | 0 | 0 | [12 empty] | admin | 2024-12-12 14:25 |  | NIHON KOHDEN | SVM 7601 | 0000031 |  |  |  | 1 | B | 1 |  | STAR MEDICAL SYSTEM (M) SDN BHD | STAR MEDICAL SYSTEM (M) SDN BHD | STOR 135593 (FA) | JAPAN |  | STAR MEDICAL SYSTEM SDN BHD |  |  | 0 | 0 | 0 | 0 |  |  |  |  | 2016-09-29 | KPJ Ipoh Specialist Hospital | 2 | bar: MAY; NOV
685 | H07B100685 | H07B100685 | - | BEMS | B | - | ACT | C | H07 | BEMS | AUDITORY BRAINSTEM RESPONSE (ABR) | AUDITORY BRAINSTEM RESPONSE (ABR) | BB | DIAGNOSTIC CENTRE | L01 | ISH/BE/01584 | 0 |  | 0 | HOSPITAL | 133000 | 0 | 0 | 0 | 0 | 0 | 0 | 0 | 0 | 0 | 0 | 2021-01-01 | 1900-01-01 | 5 | [8 empty] | DIAGNOSTIC CENTRE |  |  |  | 0 | 0 | [12 empty] | admin | 2024-12-12 14:25 |  | INTERACOUSTICS | ECLIPSE EP15 | SN0972700 |  |  |  | 1 | B | 1 |  | OTICON MALAYSIA SDN BHD | OTICON MALAYSIA SDN BHD | STOR 166454 | USA |  | OTICON MALAYSIA SDN BHD |  |  | 0 | 0 | 0 | 0 |  |  |  |  | 2019-01-18 | KPJ Ipoh Specialist Hospital | 1 | bar: SEP
686 | H07B100686 | H07B100686 | - | BEMS | B | - | ACT | C | H07 | BEMS | PEDIATRIC AUDIOMETER | PEDIATRIC AUDIOMETER | BB | DIAGNOSTIC CENTRE | L01 | ISH/BE/01585 | 0 |  | 0 | HOSPITAL | 0 | 0 | 0 | 0 | 0 | 0 | 0 | 0 | 0 | 0 | 0 | 2021-01-01 | 1900-01-01 | 5 | [8 empty] | DIAGNOSTIC CENTRE |  |  |  | 0 | 0 | [12 empty] | admin | 2024-12-12 14:25 |  | INTERACOUSTICS | PA5 | SN0963306 |  |  |  | 1 | B | 1 |  | OTICON MALAYSIA SDN BHD | OTICON MALAYSIA SDN BHD | STOR 166454 | USA |  | OTICON MALAYSIA SDN BHD |  |  | 0 | 0 | 0 | 0 |  |  |  |  | 2019-01-18 | KPJ Ipoh Specialist Hospital | 1 | bar: SEP
687 | H07B100687 | H07B100687 | 12386 | BEMS | B | - | ACT | N | H07 | BEMS | AMBULATORY BLOOD PRESSURE MONITOR | AMBULATORY BLOOD PRESSURE MONITOR | BB | DIAGNOSTIC CENTRE | L01 | ISH/BE/01686 | 0 |  | 0 | HOSPITAL | 43000 | 0 | 0 | 0 | 0 | 0 | 0 | 0 | 0 | 0 | 0 | 2024-05-12 | 1900-01-01 | 2 | [8 empty] | DIAGNOSTIC CENTRE |  |  |  | 0 | 0 | [12 empty] | admin | 2024-12-12 14:25 |  | NORAV MEDICAL | NBP-24NG | CN1456, CN1457, CN1459 |  |  |  | 1 | B | 1 |  | SUN MEDICAL SYSTEMS SDN. BHD | SUN MEDICAL SYSTEMS SDN. BHD |  | GERMANY |  | SUN MEDICAL SYSTEM SDN. BHD |  |  | 0 | 0 | 0 | 0 |  |  |  |  | 2022-05-13 | KPJ Ipoh Specialist Hospital | 2 | bar: APR; OCT
688 | H07B100688 | H07B100688 | 17665 | BEMS | B | - | ACT | C | H07 | BEMS | COLONOSCOPE | COLONOSCOPE | BB | DIAGNOSTIC CENTRE | L01 | ISH/BE/01688 | 0 |  | 0 | HOSPITAL | 135815.68 | 0 | 0 | 0 | 0 | 0 | 0 | 0 | 0 | 0 | 0 |  | 1900-01-01 | 2 | [8 empty] | DIAGNOSTIC CENTRE |  |  |  | 0 | 0 | [12 empty] | admin | 2024-12-12 14:25 |  | OLYMPUS | CF-HQ190L | 2187759 |  |  |  | 1 | B | 1 |  | OLYMPUS (M) SDN BHD | OLYMPUS (M) SDN BHD | STOR 202318 | JAPAN |  | OLYMPUS (M) SDN BHD |  |  | 0 | 0 | 0 | 0 |  |  |  |  | 2022-07-20 | KPJ Ipoh Specialist Hospital | 1 | bar: JUL
689 | H07B100689 | H07B100689 | 12387 | BEMS | B | - | ACT | C | H07 | BEMS | COMPUTERISED HOLTER SYSTEM | COMPUTERISED HOLTER SYSTEM | BB | DIAGNOSTIC CENTRE | L01 | ISH/BE/01694 | 0 |  | 0 | HOSPITAL | 70000 | 0 | 0 | 0 | 0 | 0 | 0 | 0 | 0 | 0 | 0 | 2023-08-03 | 1900-01-01 | 2 | [8 empty] | DIAGNOSTIC CENTRE |  |  |  | 0 | 0 | [12 empty] | admin | 2024-12-12 14:25 |  | MONTARA | HSCRIBE VERSION 6 | 106151512147 |  |  |  | 1 | B | 1 |  | ANTAH SRI RADIN SDN BHD | ANTAH SRI RADIN SDN BHD | STOR 200655 | USA |  | ANTAH SRI RADIN SDN BHD |  |  | 0 | 0 | 0 | 0 |  |  |  |  | 2022-08-04 | KPJ Ipoh Specialist Hospital | 1 | bar: OCT
690 | H07B100690 | H07B100690 | 12387 | BEMS | B | - | ACT | C | H07 | BEMS | HOLTER RECORDER | HOLTER RECORDER | BB | DIAGNOSTIC CENTRE | L01 | ISH/BE/01718 | 0 |  | 0 | HOSPITAL | 0 | 0 | 0 | 0 | 0 | 0 | 0 | 0 | 0 | 0 | 0 | 2023-08-03 | 1900-01-01 | 2 | [8 empty] | DIAGNOSTIC CENTRE |  |  |  | 0 | 0 | [12 empty] | admin | 2024-12-12 14:25 |  | MONTARA | H3+ | 122220000974 |  |  |  | 1 | B | 1 |  | ANTAH SRI RADIN SDN BHD | ANTAH SRI RADIN SDN BHD | STOR 200655 | USA |  | ANTAH SRI RADIN SDN BHD |  |  | 0 | 0 | 0 | 0 |  |  |  |  | 2022-08-04 | KPJ Ipoh Specialist Hospital | 1 | bar: OCT
691 | H07B100691 | H07B100691 | 12387 | BEMS | B | - | ACT | C | H07 | BEMS | HOLTER RECORDER | HOLTER RECORDER | BB | DIAGNOSTIC CENTRE | L01 | ISH/BE/01719 | 0 |  | 0 | HOSPITAL | 0 | 0 | 0 | 0 | 0 | 0 | 0 | 0 | 0 | 0 | 0 | 2023-08-03 | 1900-01-01 | 2 | [8 empty] | DIAGNOSTIC CENTRE |  |  |  | 0 | 0 | [12 empty] | admin | 2024-12-12 14:25 |  | MONTARA | H3+ | 122050001265 |  |  |  | 1 | B | 1 |  | ANTAH SRI RADIN SDN BHD | ANTAH SRI RADIN SDN BHD | STOR 200655 | USA |  | ANTAH SRI RADIN SDN BHD |  |  | 0 | 0 | 0 | 0 |  |  |  |  | 2022-08-04 | KPJ Ipoh Specialist Hospital | 1 | bar: OCT
692 | H07B100692 | H07B100692 | 12387 | BEMS | B | - | ACT | C | H07 | BEMS | HOLTER RECORDER | HOLTER RECORDER | BB | DIAGNOSTIC CENTRE | L01 | ISH/BE/01720 | 0 |  | 0 | HOSPITAL | 0 | 0 | 0 | 0 | 0 | 0 | 0 | 0 | 0 | 0 | 0 | 2023-08-03 | 1900-01-01 | 2 | [8 empty] | DIAGNOSTIC CENTRE |  |  |  | 0 | 0 | [12 empty] | admin | 2024-12-12 14:25 |  | MONTARA | H3+ | 122170001866 |  |  |  | 1 | B | 1 |  | ANTAH SRI RADIN SDN BHD | ANTAH SRI RADIN SDN BHD | STOR 200655 | USA |  | ANTAH SRI RADIN SDN BHD |  |  | 0 | 0 | 0 | 0 |  |  |  |  | 2022-08-04 | KPJ Ipoh Specialist Hospital | 1 | bar: OCT
693 | H07B100693 | H07B100693 | - | BEMS | B | - | ACT | C | H07 | BEMS | DUODENOSCOPE | DUODENOSCOPE | BB | DIAGNOSTIC CENTRE | L01 | ISH/BE/01760 | 0 |  | 0 | HOSPITAL | 119029.6 | 0 | 0 | 0 | 0 | 0 | 0 | 0 | 0 | 0 | 0 | 2024-12-02 | 1900-01-01 | 1 | [8 empty] | DIAGNOSTIC CENTRE |  |  |  | 0 | 0 | [12 empty] | admin | 2024-12-12 14:25 |  | OLYMPUS | TJF-Q190V | 2230272 |  |  |  | 1 | B | 1 |  | OLYMPUS (M) SDN BHD | OLYMPUS (M) SDN BHD | STOR 207183 | JAPAN |  | OLYMPUS (M) SDN BHD |  |  | 0 | 0 | 0 | 0 |  |  |  |  | 2023-02-13 | KPJ Ipoh Specialist Hospital | 1 | bar: FEB
694 | H07B100694 | H07B100694 | 15073 | BEMS | B | - | ACT | C | H07 | BEMS | BRONCHOSCOPE | BRONCHOSCOPE | BB | DIAGNOSTIC CENTRE | L01 | ISH/BE/01761 | 0 |  | 0 | HOSPITAL | 84687.84 | 0 | 0 | 0 | 0 | 0 | 0 | 0 | 0 | 0 | 0 | 2024-12-02 | 1900-01-01 | 1 | [8 empty] | DIAGNOSTIC CENTRE |  |  |  | 0 | 0 | [12 empty] | admin | 2024-12-12 14:25 |  | OLYMPUS | BF-H190 | 2127871 |  |  |  | 1 | B | 1 |  | OLYMPUS (M) SDN BHD | OLYMPUS (M) SDN BHD | STOR 207183 | JAPAN |  | OLYMPUS (M) SDN BHD |  |  | 0 | 0 | 0 | 0 |  |  |  |  | 2023-02-13 | KPJ Ipoh Specialist Hospital | 1 | bar: FEB
695 | H07B100695 | H07B100695 | 18034 | BEMS | B | - | ACT | C | H07 | BEMS | VIDEO PROCESSOR | VIDEO PROCESSOR | BB | DIAGNOSTIC CENTRE | L01 | ISH/BE/01772 | 0 |  | 0 | HOSPITAL | 671152 | 0 | 0 | 0 | 0 | 0 | 0 | 0 | 0 | 0 | 0 |  | 1900-01-01 | 1 | [8 empty] | DIAGNOSTIC CENTRE |  |  |  | 0 | 0 | [12 empty] | admin | 2024-12-12 14:25 |  | OLYMPUS | CV-1500 (PAL) | 7247970 |  |  |  | 1 | B | 1 |  | OLYMPUS (M) SDN BHD | OLYMPUS (M) SDN BHD | STOR 208609 | JAPAN |  | OLYMPUS (M) SDN BHD |  |  | 0 | 0 | 0 | 0 |  |  |  |  | 2023-03-14 | KPJ Ipoh Specialist Hospital | 2 | bar: MAR; SEP
696 | H07B100696 | H07B100696 | 15967 | BEMS | B | - | ACT | C | H07 | BEMS | MONITOR LCD | MONITOR LCD | BB | DIAGNOSTIC CENTRE | L01 | ISH/BE/01773 | 0 |  | 0 | HOSPITAL | 0 | 0 | 0 | 0 | 0 | 0 | 0 | 0 | 0 | 0 | 0 |  | 1900-01-01 | 1 | [8 empty] | DIAGNOSTIC CENTRE |  |  |  | 0 | 0 | [12 empty] | admin | 2024-12-12 14:25 |  | OLYMPUS | OEV321UH | 7252471 |  |  |  | 1 | B | 1 |  | OLYMPUS (M) SDN BHD | OLYMPUS (M) SDN BHD | STOR 208609 | JAPAN |  | OLYMPUS (M) SDN BHD |  |  | 0 | 0 | 0 | 0 |  |  |  |  | 2023-03-14 | KPJ Ipoh Specialist Hospital | 2 | bar: MAR; SEP
697 | H07B100697 | H07B100697 | 15967 | BEMS | B | - | ACT | C | H07 | BEMS | MONITOR LCD | MONITOR LCD | BB | DIAGNOSTIC CENTRE | L01 | ISH/BE/01774 | 0 |  | 0 | HOSPITAL | 0 | 0 | 0 | 0 | 0 | 0 | 0 | 0 | 0 | 0 | 0 |  | 1900-01-01 | 1 | [8 empty] | DIAGNOSTIC CENTRE |  |  |  | 0 | 0 | [12 empty] | admin | 2024-12-12 14:25 |  | OLYMPUS | OEV321UH | 7251936 |  |  |  | 1 | B | 1 |  | OLYMPUS (M) SDN BHD | OLYMPUS (M) SDN BHD | STOR 208609 | JAPAN |  | OLYMPUS (M) SDN BHD |  |  | 0 | 0 | 0 | 0 |  |  |  |  | 2023-03-14 | KPJ Ipoh Specialist Hospital | 2 | bar: MAR; SEP
698 | H07B100698 | H07B100698 | - | BEMS | B | - | ACT | C | H07 | BEMS | WORKSTATION W/ MAJ-1641, MAJ-1640 | WORKSTATION W/ MAJ-1641, MAJ-1640 | BB | DIAGNOSTIC CENTRE | L01 | ISH/BE/01775 | 0 |  | 0 | HOSPITAL | 0 | 0 | 0 | 0 | 0 | 0 | 0 | 0 | 0 | 0 | 0 |  | 1900-01-01 | 1 | [8 empty] | DIAGNOSTIC CENTRE |  |  |  | 0 | 0 | [12 empty] | admin | 2024-12-12 14:25 |  | OLYMPUS | WM-NP2 | 22021127 |  |  |  | 1 | B | 1 |  | OLYMPUS (M) SDN BHD | OLYMPUS (M) SDN BHD | STOR 208609 | JAPAN |  | OLYMPUS (M) SDN BHD |  |  | 0 | 0 | 0 | 0 |  |  |  |  | 2023-03-14 | KPJ Ipoh Specialist Hospital | 2 | bar: MAR; SEP
699 | H07B100699 | H07B100699 | - | BEMS | B | - | ACT | C | H07 | BEMS | FLUSHING SYSTEM | FLUSHING SYSTEM | BB | DIAGNOSTIC CENTRE | L01 | ISH/BE/01776 | 0 |  | 0 | HOSPITAL | 0 | 0 | 0 | 0 | 0 | 0 | 0 | 0 | 0 | 0 | 0 |  | 1900-01-01 | 1 | [8 empty] | DIAGNOSTIC CENTRE |  |  |  | 0 | 0 | [12 empty] | admin | 2024-12-12 14:25 |  | OLYMPUS | OFP-2 | 22235001 |  |  |  | 1 | B | 1 |  | OLYMPUS (M) SDN BHD | OLYMPUS (M) SDN BHD | STOR 208609 | JAPAN |  | OLYMPUS (M) SDN BHD |  |  | 0 | 0 | 0 | 0 |  |  |  |  | 2023-03-14 | KPJ Ipoh Specialist Hospital | 2 | bar: MAR; SEP
700 | H07B100700 | H07B100700 | 16974 | BEMS | B | - | ACT | C | H07 | BEMS | VIDEO RECORDER W DVD OPTICAL | VIDEO RECORDER W DVD OPTICAL | BB | DIAGNOSTIC CENTRE | L01 | ISH/BE/01777 | 0 |  | 0 | HOSPITAL | 0 | 0 | 0 | 0 | 0 | 0 | 0 | 0 | 0 | 0 | 0 |  | 1900-01-01 | 1 | [8 empty] | DIAGNOSTIC CENTRE |  |  |  | 0 | 0 | [12 empty] | admin | 2024-12-12 14:25 |  | SONY | HVO-550MD | 122242 |  |  |  | 1 | B | 1 |  | OLYMPUS (M) SDN BHD | OLYMPUS (M) SDN BHD | STOR 208609 | JAPAN |  | OLYMPUS (M) SDN BHD |  |  | 0 | 0 | 0 | 0 |  |  |  |  | 2023-03-14 | KPJ Ipoh Specialist Hospital | 2 | bar: MAR; SEP
701 | H07B100701 | H07B100701 | - | BEMS | B | - | ACT | C | H07 | BEMS | VIDEO COLOR PRINTER | VIDEO COLOR PRINTER | BB | DIAGNOSTIC CENTRE | L01 | ISH/BE/01778 | 0 |  | 0 | HOSPITAL | 0 | 0 | 0 | 0 | 0 | 0 | 0 | 0 | 0 | 0 | 0 |  | 1900-01-01 | 1 | [8 empty] | DIAGNOSTIC CENTRE |  |  |  | 0 | 0 | [12 empty] | admin | 2024-12-12 14:25 |  | SONY | UP-25MD | 744149 |  |  |  | 1 | B | 1 |  | OLYMPUS (M) SDN BHD | OLYMPUS (M) SDN BHD | STOR 208609 | JAPAN |  | OLYMPUS (M) SDN BHD |  |  | 0 | 0 | 0 | 0 |  |  |  |  | 2023-03-14 | KPJ Ipoh Specialist Hospital | 2 | bar: MAR; SEP
702 | H07B100702 | H07B100702 | - | BEMS | B | - | ACT | C | H07 | BEMS | CO2 REGULATION UNIT | CO2 REGULATION UNIT | BB | DIAGNOSTIC CENTRE | L01 | ISH/BE/01779 | 0 |  | 0 | HOSPITAL | 0 | 0 | 0 | 0 | 0 | 0 | 0 | 0 | 0 | 0 | 0 |  | 1900-01-01 | 1 | [8 empty] | DIAGNOSTIC CENTRE |  |  |  | 0 | 0 | [12 empty] | admin | 2024-12-12 14:25 |  | OLYMPUS | UCR | 7261300 |  |  |  | 1 | B | 1 |  | OLYMPUS (M) SDN BHD | OLYMPUS (M) SDN BHD | STOR 208609 | JAPAN |  | OLYMPUS (M) SDN BHD |  |  | 0 | 0 | 0 | 0 |  |  |  |  | 2023-03-14 | KPJ Ipoh Specialist Hospital | 2 | bar: MAR; SEP
703 | H07B100703 | H07B100703 | - | BEMS | B | - | ACT | C | H07 | BEMS | ENDOSCOPE MAINTENANCE UNIT | ENDOSCOPE MAINTENANCE UNIT | BB | DIAGNOSTIC CENTRE | L01 | ISH/BE/01780 | 0 |  | 0 | HOSPITAL | 0 | 0 | 0 | 0 | 0 | 0 | 0 | 0 | 0 | 0 | 0 |  | 1900-01-01 | 1 | [8 empty] | DIAGNOSTIC CENTRE |  |  |  | 0 | 0 | [12 empty] | admin | 2024-12-12 14:25 |  | OLYMPUS | MU-1 | 7278223 |  |  |  | 1 | B | 1 |  | OLYMPUS (M) SDN BHD | OLYMPUS (M) SDN BHD | STOR 208609 | JAPAN |  | OLYMPUS (M) SDN BHD |  |  | 0 | 0 | 0 | 0 |  |  |  |  | 2023-03-14 | KPJ Ipoh Specialist Hospital | 2 | bar: MAR; SEP
704 | H07B100704 | H07B100704 | 17665 | BEMS | B | - | ACT | C | H07 | BEMS | COLONOSCOPE | COLONOSCOPE | BB | DIAGNOSTIC CENTRE | L01 | ISH/BE/01781 | 0 |  | 0 | HOSPITAL | 0 | 0 | 0 | 0 | 0 | 0 | 0 | 0 | 0 | 0 | 0 |  | 1900-01-01 | 1 | [8 empty] | DIAGNOSTIC CENTRE |  |  |  | 0 | 0 | [12 empty] | admin | 2024-12-12 14:25 |  | OLYMPUS | CF-HQ190L | 2291256 |  |  |  | 1 | B | 1 |  | OLYMPUS (M) SDN BHD | OLYMPUS (M) SDN BHD | STOR 208609 | JAPAN |  | OLYMPUS (M) SDN BHD |  |  | 0 | 0 | 0 | 0 |  |  |  |  | 2023-03-14 | KPJ Ipoh Specialist Hospital | 2 | bar: MAR; SEP
705 | H07B100705 | H07B100705 | 17663 | BEMS | B | - | ACT | C | H07 | BEMS | GASTROSCOPE | GASTROSCOPE | BB | DIAGNOSTIC CENTRE | L01 | ISH/BE/01782 | 0 |  | 0 | HOSPITAL | 0 | 0 | 0 | 0 | 0 | 0 | 0 | 0 | 0 | 0 | 0 |  | 1900-01-01 | 1 | [8 empty] | DIAGNOSTIC CENTRE |  |  |  | 0 | 0 | [12 empty] | admin | 2024-12-12 14:25 |  | OLYMPUS | GIF-HQ190 | 2372774 |  |  |  | 1 | B | 1 |  | OLYMPUS (M) SDN BHD | OLYMPUS (M) SDN BHD | STOR 208609 | JAPAN |  | OLYMPUS (M) SDN BHD |  |  | 0 | 0 | 0 | 0 |  |  |  |  | 2023-03-14 | KPJ Ipoh Specialist Hospital | 2 | bar: MAR; SEP
706 | H07B100706 | H07B100706 | 17663 | BEMS | B | - | ACT | C | H07 | BEMS | GASTROSCOPE | GASTROSCOPE | BB | DIAGNOSTIC CENTRE | L01 | ISH/BE/01783 | 0 |  | 0 | HOSPITAL | 0 | 0 | 0 | 0 | 0 | 0 | 0 | 0 | 0 | 0 | 0 |  | 1900-01-01 | 1 | [8 empty] | DIAGNOSTIC CENTRE |  |  |  | 0 | 0 | [12 empty] | admin | 2024-12-12 14:25 |  | OLYMPUS | GIF-HQ190 | 2372768 |  |  |  | 1 | B | 1 |  | OLYMPUS (M) SDN BHD | OLYMPUS (M) SDN BHD | STOR 208609 | JAPAN |  | OLYMPUS (M) SDN BHD |  |  | 0 | 0 | 0 | 0 |  |  |  |  | 2023-03-14 | KPJ Ipoh Specialist Hospital | 2 | bar: MAR; SEP
707 | H07B100707 | H07B100707 | 11441 | BEMS | B | - | ACT | C | H07 | BEMS | ELECTROMAYOGRAPH | ELECTROMAYOGRAPH | BB | DIAGNOSTIC CENTRE | L01 | ISH/BE/01797 | 0 |  | 0 | HOSPITAL | 125000 | 0 | 0 | 0 | 0 | 0 | 0 | 0 | 0 | 0 | 0 |  | 1900-01-01 | 1 | [8 empty] | DIAGNOSTIC CENTRE |  |  |  | 0 | 0 | [12 empty] | admin | 2024-12-12 14:25 |  | NIHON KOHDEN | MEB-2300K | 10123120443 |  |  |  | 1 | B | 1 |  | LIFETRONIC MEDICAL SYSTEM SDN BHD | LIFETRONIC MEDICAL SYSTEM SDN BHD | STOR 207576 | JAPAN |  | LIFETRONIC MEDICAL SYSTEM SDN BHD |  |  | 0 | 0 | 0 | 0 |  |  |  |  | 2023-12-04 | KPJ Ipoh Specialist Hospital | 2 | bar: APR; OCT
708 | H07B100708 | H07B100708 | 11467 | BEMS | B | - | ACT | C | H07 | BEMS | ELECTROENCEPHALOGRAPH | ELECTROENCEPHALOGRAPH | BB | DIAGNOSTIC CENTRE | L01 | ISH/BE/01903 | 0 |  | 0 | HOSPITAL | 119500 | 0 | 0 | 0 | 0 | 0 | 0 | 0 | 0 | 0 | 0 | 2025-07-08 | 1900-01-01 | 1 | [8 empty] | DIAGNOSTIC CENTRE |  |  |  | 0 | 0 | [12 empty] | admin | 2024-12-12 14:25 |  | NATUS NEUROWORKS | EEG32U | 10399N3459 |  |  |  | 1 | B | 1 |  | DAN MEDIK SDN BHD | DAN MEDIK SDN BHD | STOR 214876 | JAPAN |  | DAN MEDIK SDN BHD |  |  | 0 | 0 | 0 | 0 |  |  |  |  | 2023-08-08 | KPJ Ipoh Specialist Hospital | 2 | bar: FEB; AUG
709 | H07B100709 | H07B100709 | - | BEMS | B | - | ACT | C | H07 | BEMS | REPORTING SYSTEM | REPORTING SYSTEM | BB | DIAGNOSTIC CENTRE | L01 | ISH/BE/01953 | 0 |  | 0 | HOSPITAL | 217000 | 0 | 0 | 0 | 0 | 0 | 0 | 0 | 0 | 0 | 0 | 2025-05-11 | 1900-01-01 | 1 | [8 empty] | DIAGNOSTIC CENTRE |  |  |  | 0 | 0 | [12 empty] | admin | 2024-12-12 14:25 |  | WELLMEDIC MIDS | MIDS | H-4CE233CW9C-M.CS |  |  |  | 1 | B | 1 |  | WELLMEDIC HEALTHCARE SDN BHD | WELLMEDIC HEALTHCARE SDN BHD | STOR 218514 |  |  | WELLMEDIC HEALTHCARE SDN BHD |  |  | 0 | 0 | 0 | 0 |  |  |  |  | 2023-06-11 | KPJ Ipoh Specialist Hospital | 2 | bar: MAY; NOV
710 | H07B100710 | H07B100710 | - | BEMS | B | - | ACT | C | H07 | BEMS | REPORTING SYSTEM | REPORTING SYSTEM | BB | DIAGNOSTIC CENTRE | L01 | ISH/BE/01954 | 0 |  | 0 | HOSPITAL | 0 | 0 | 0 | 0 | 0 | 0 | 0 | 0 | 0 | 0 | 0 | 2025-05-11 | 1900-01-01 | 1 | [8 empty] | DIAGNOSTIC CENTRE |  |  |  | 0 | 0 | [12 empty] | admin | 2024-12-12 14:25 |  | WELLMEDIC MIDS | MIDS | H-4CE233CWRN-M |  |  |  | 1 | B | 1 |  | WELLMEDIC HEALTHCARE SDN BHD | WELLMEDIC HEALTHCARE SDN BHD | STOR 218514 |  |  | WELLMEDIC HEALTHCARE SDN BHD |  |  | 0 | 0 | 0 | 0 |  |  |  |  | 2023-06-11 | KPJ Ipoh Specialist Hospital | 2 | bar: MAY; NOV
711 | H07B100711 | H07B100711 | 17665 | BEMS | B | - | ACT | C | H07 | BEMS | COLONOSCOPE | COLONOSCOPE | BB | DIAGNOSTIC CENTRE | L01 | ISH/BE/01973 | 0 |  | 0 | HOSPITAL | 144303.84 | 0 | 0 | 0 | 0 | 0 | 0 | 0 | 0 | 0 | 0 | 2024-02-28 | 1900-01-01 | 0 | [8 empty] | DIAGNOSTIC CENTRE |  |  |  | 0 | 0 | [12 empty] | admin | 2024-12-12 14:25 |  | OLYMPUS | PCF-H190DL | 2247784 |  |  |  | 1 | B | 1 |  | OLYMPUS (M) SDN BHD | OLYMPUS (M) SDN BHD | STOR 221092 | JAPAN |  | OLYMPUS (M) SDN BHD |  |  | 0 | 0 | 0 | 0 |  |  |  |  | 2024-02-29 | KPJ Ipoh Specialist Hospital | 1 | bar: FEB
712 | H07B100712 | H07B100712 | 17665 | BEMS | B | - | ACT | C | H07 | BEMS | COLONOSCOPE | COLONOSCOPE | BB | DIAGNOSTIC CENTRE | L01 | ISH/BE/01974 | 0 |  | 0 | HOSPITAL | 144304.16 | 0 | 0 | 0 | 0 | 0 | 0 | 0 | 0 | 0 | 0 | 2024-02-28 | 1900-01-01 | 0 | [8 empty] | DIAGNOSTIC CENTRE |  |  |  | 0 | 0 | [12 empty] | admin | 2024-12-12 14:25 |  | OLYMPUS | CF-HQ190L | 2395093 |  |  |  | 1 | B | 1 |  | OLYMPUS (M) SDN BHD | OLYMPUS (M) SDN BHD | STOR 221092 | JAPAN |  | OLYMPUS (M) SDN BHD |  |  | 0 | 0 | 0 | 0 |  |  |  |  | 2024-02-29 | KPJ Ipoh Specialist Hospital | 1 | bar: FEB
713 | H07B100713 | H07B100713 | 11407 | BEMS | B | - | ACT | C | H07 | BEMS | ELECTROCARDIOGRAPH | ELECTROCARDIOGRAPH | BB | DIAGNOSTIC CENTRE | L01 | ISH/BE/01967 | 0 |  | 0 | HOSPITAL | 22000 | 0 | 0 | 0 | 0 | 0 | 0 | 0 | 0 | 0 | 0 | 2024-02-29 | 1900-01-01 | 0 | [8 empty] | DIAGNOSTIC CENTRE |  |  |  | 0 | 0 | [12 empty] | admin | 2024-12-12 14:25 |  | NORAV MEDICAL | NECG-12 | M17510780008 |  |  |  | 1 | B | 1 |  | SUN MEDICAL SYSTEMS SDN. BHD | SUN MEDICAL SYSTEMS SDN. BHD | STOR 220952 | GERMANY |  | SUN MEDICAL SYSTEM SDN. BHD |  |  | 0 | 0 | 0 | 0 |  |  |  |  | 2024-02-29 | KPJ Ipoh Specialist Hospital | 2 | bar: FEB; AUG
714 | H07B100714 | H07B100714 | 13680 | BEMS | B | - | ACT | C | H07 | BEMS | SPIROMETRY | SPIROMETRY | BB | DIAGNOSTIC CENTRE | L01 | ISH/BE/01972 | 0 |  | 0 | HOSPITAL | 22000 | 0 | 0 | 0 | 0 | 0 | 0 | 0 | 0 | 0 | 0 | 2027-02-28 | 1900-01-01 | 0 | [8 empty] | DIAGNOSTIC CENTRE |  |  |  | 0 | 0 | [12 empty] | admin | 2024-12-12 14:25 |  | NORAV MEDICAL | NSPIRO | 201000053 |  |  |  | 1 | B | 1 |  | SUN MEDICAL SYSTEMS SDN. BHD | SUN MEDICAL SYSTEMS SDN. BHD | STOR 221056 | GERMANY |  | SUN MEDICAL SYSTEM SDN. BHD |  |  | 0 | 0 | 0 | 0 |  |  |  |  | 2024-02-29 | KPJ Ipoh Specialist Hospital | 2 | bar: APR; OCT
715 | H07B100715 | H07B100715 | 12636 | BEMS | B | - | ACT | C | H07 | BEMS | VITAL SIGN MONITOR | VITAL SIGN MONITOR | BB | DIAGNOSTIC CENTRE | L01 | ISH/BE/01979 | 0 |  | 0 | HOSPITAL | 6000 | 0 | 0 | 0 | 0 | 0 | 0 | 0 | 0 | 0 | 0 | 2026-03-28 | 1900-01-01 | 0 | [8 empty] | DIAGNOSTIC CENTRE |  |  |  | 0 | 0 | [12 empty] | admin | 2024-12-12 14:25 |  | NIHON KOHDEN | SVM-7260 | 01586 |  |  |  | 1 | B | 1 |  | STAR MEDICAL SYSTEMS (M) SDN BHD | STAR MEDICAL SYSTEMS (M) SDN BHD | STOR 220936 (FA) | JAPAN |  | STAR MEDICAL SYSTEMS (M) SDN BHD |  |  | 0 | 0 | 0 | 0 |  |  |  |  | 2024-03-29 | KPJ Ipoh Specialist Hospital | 2 | bar: APR; OCT
716 | H07B100716 | H07B100716 | 12636 | BEMS | B | - | ACT | C | H07 | BEMS | VITAL SIGN MONITOR | VITAL SIGN MONITOR | BB | DIAGNOSTIC CENTRE | L01 | ISH/BE/01980 | 0 |  | 0 | HOSPITAL | 6000 | 0 | 0 | 0 | 0 | 0 | 0 | 0 | 0 | 0 | 0 | 2026-03-28 | 1900-01-01 | 0 | [8 empty] | DIAGNOSTIC CENTRE |  |  |  | 0 | 0 | [12 empty] | admin | 2024-12-12 14:25 |  | NIHON KOHDEN | SVM-7260 | 01587 |  |  |  | 1 | B | 1 |  | STAR MEDICAL SYSTEMS (M) SDN BHD | STAR MEDICAL SYSTEMS (M) SDN BHD | STOR 220936 (FA) | JAPAN |  | STAR MEDICAL SYSTEMS (M) SDN BHD |  |  | 0 | 0 | 0 | 0 |  |  |  |  | 2024-03-29 | KPJ Ipoh Specialist Hospital | 2 | bar: APR; OCT
717 | H07B100717 | H07B100717 | 12636 | BEMS | B | - | ACT | C | H07 | BEMS | VITAL SIGN MONITOR | VITAL SIGN MONITOR | BB | DIAGNOSTIC CENTRE | L01 | ISH/BE/01981 | 0 |  | 0 | HOSPITAL | 6000 | 0 | 0 | 0 | 0 | 0 | 0 | 0 | 0 | 0 | 0 | 2026-03-28 | 1900-01-01 | 0 | [8 empty] | DIAGNOSTIC CENTRE |  |  |  | 0 | 0 | [12 empty] | admin | 2024-12-12 14:25 |  | NIHON KOHDEN | SVM-7260 | 01585 |  |  |  | 1 | B | 1 |  | STAR MEDICAL SYSTEMS (M) SDN BHD | STAR MEDICAL SYSTEMS (M) SDN BHD | STOR 220936 (FA) | JAPAN |  | STAR MEDICAL SYSTEMS (M) SDN BHD |  |  | 0 | 0 | 0 | 0 |  |  |  |  | 2024-03-29 | KPJ Ipoh Specialist Hospital | 2 | bar: APR; OCT
718 | H07B100718 | H07B100718 | 12636 | BEMS | B | - | ACT | C | H07 | BEMS | VITAL SIGN MONITOR | VITAL SIGN MONITOR | BB | DIAGNOSTIC CENTRE | L01 | ISH/BE/01982 | 0 |  | 0 | HOSPITAL | 6000 | 0 | 0 | 0 | 0 | 0 | 0 | 0 | 0 | 0 | 0 | 2026-03-28 | 1900-01-01 | 0 | [8 empty] | DIAGNOSTIC CENTRE |  |  |  | 0 | 0 | [12 empty] | admin | 2024-12-12 14:25 |  | NIHON KOHDEN | SVM-7260 | 01490 |  |  |  | 1 | B | 1 |  | STAR MEDICAL SYSTEMS (M) SDN BHD | STAR MEDICAL SYSTEMS (M) SDN BHD | STOR 220936 (FA) | JAPAN |  | STAR MEDICAL SYSTEMS (M) SDN BHD |  |  | 0 | 0 | 0 | 0 |  |  |  |  | 2024-03-29 | KPJ Ipoh Specialist Hospital | 2 | bar: APR; OCT
719 | H07B100719 | H07B100719 | 12636 | BEMS | B | - | ACT | C | H07 | BEMS | VITAL SIGN MONITOR | VITAL SIGN MONITOR | BB | DIAGNOSTIC CENTRE | L01 | ISH/BE/01983 | 0 |  | 0 | HOSPITAL | 6000 | 0 | 0 | 0 | 0 | 0 | 0 | 0 | 0 | 0 | 0 | 2026-03-28 | 1900-01-01 | 0 | [8 empty] | DIAGNOSTIC CENTRE |  |  |  | 0 | 0 | [12 empty] | admin | 2024-12-12 14:25 |  | NIHON KOHDEN | SVM-7260 | 01584 |  |  |  | 1 | B | 1 |  | STAR MEDICAL SYSTEMS (M) SDN BHD | STAR MEDICAL SYSTEMS (M) SDN BHD | STOR 220936 (FA) | JAPAN |  | STAR MEDICAL SYSTEMS (M) SDN BHD |  |  | 0 | 0 | 0 | 0 |  |  |  |  | 2024-03-29 | KPJ Ipoh Specialist Hospital | 2 | bar: APR; OCT
720 | H07B100720 | H07B100720 | 12636 | BEMS | B | - | ACT | C | H07 | BEMS | VITAL SIGN MONITOR | VITAL SIGN MONITOR | BB | DIAGNOSTIC CENTRE | L01 | ISH/BE/01984 | 0 |  | 0 | HOSPITAL | 6000 | 0 | 0 | 0 | 0 | 0 | 0 | 0 | 0 | 0 | 0 | 2026-03-28 | 1900-01-01 | 0 | [8 empty] | DIAGNOSTIC CENTRE |  |  |  | 0 | 0 | [12 empty] | admin | 2024-12-12 14:25 |  | NIHON KOHDEN | SVM-7260 | 01583 |  |  |  | 1 | B | 1 |  | STAR MEDICAL SYSTEMS (M) SDN BHD | STAR MEDICAL SYSTEMS (M) SDN BHD | STOR 220936 (FA) | JAPAN |  | STAR MEDICAL SYSTEMS (M) SDN BHD |  |  | 0 | 0 | 0 | 0 |  |  |  |  | 2024-03-29 | KPJ Ipoh Specialist Hospital | 2 | bar: APR; OCT
721 | H07B100721 | H07B100721 | 13461 | BEMS | B | - | ACT | N | H07 | BEMS | WEIGHING SCALES | WEIGHING SCALES | BB | DIAGNOSTIC CENTRE | L01 | ISH/BE/01985 | 0 |  | 0 | HOSPITAL | 3600 | 0 | 0 | 0 | 0 | 0 | 0 | 0 | 0 | 0 | 0 | 2029-03-28 | 1900-01-01 | 0 | [8 empty] | DIAGNOSTIC CENTRE |  |  |  | 0 | 0 | [12 empty] | admin | 2024-12-12 14:25 |  | MARSDEN | M-125 | MA12320166 |  |  |  | 1 | B | 1 |  | SUP100026 | PRINCIP ENGINEERING | STOR 224196 (FA) | UK |  | PRINCIP ENGINEERING |  |  | 0 | 0 | 0 | 0 |  |  |  |  | 2024-03-29 | KPJ Ipoh Specialist Hospital | 1 | bar: MAR
722 | H07B100722 | H07B100722 | - | BEMS | B | - | ACT | C | H07 | BEMS | ENDOSCOPE MAINTENANCE UNIT | ENDOSCOPE MAINTENANCE UNIT | BB | DIAGNOSTIC CENTRE | L01 | ISH/BE/02011 | 0 |  | 0 | HOSPITAL | 3689.8 | 0 | 0 | 0 | 0 | 0 | 0 | 0 | 0 | 0 | 0 | 2025-05-16 | 1900-01-01 | 0 | [8 empty] | DIAGNOSTIC CENTRE |  |  |  | 0 | 0 | [12 empty] | admin | 2024-12-12 14:25 |  | OLYMPUS | MU-1 | 7381589 |  |  |  | 1 | B | 1 |  | OLYMPUS (M) SDN BHD | OLYMPUS (M) SDN BHD | STOR 215537 (FA) | JAPAN |  | OLYMPUS (M) SDN BHD |  |  | 0 | 0 | 0 | 0 |  |  |  |  | 2024-05-17 | KPJ Ipoh Specialist Hospital | 1 | bar: MAY
723 | H07B100723 | H07B100723 | 17663 | BEMS | B | - | ACT | C | H07 | BEMS | GASTROSCOPE | GASTROSCOPE | BB | DIAGNOSTIC CENTRE | L01 | ISH/BE/02039 | 0 |  | 0 | HOSPITAL | 114068.3 | 0 | 0 | 0 | 0 | 0 | 0 | 0 | 0 | 0 | 0 | 2026-08-14 | 1900-01-01 | 0 | [8 empty] | DIAGNOSTIC CENTRE |  |  |  | 0 | 0 | [12 empty] | admin | 2024-12-12 14:25 |  | OLYMPUS | GIF-HQ190 | 2475808 |  |  |  | 1 | B | 1 |  | OLYMPUS (M) SDN BHD | OLYMPUS (M) SDN BHD | STOR 227515 (FA) | JAPAN |  | OLYMPUS (M) SDN BHD |  |  | 0 | 0 | 0 | 0 |  |  |  |  | 2024-08-15 | KPJ Ipoh Specialist Hospital | 1 | bar: AUG
724 | H07B100724 | H07B100724 | 13461 | BEMS | B | - | ACT | N | H07 | BEMS | WEIGHING SCALES | WEIGHING SCALES | BA | DIAGNOSTIC CENTRE | L01 | ISH/BE/02040 | 0 |  | 0 | HOSPITAL | 3600 | 0 | 0 | 0 | 0 | 0 | 0 | 0 | 0 | 0 | 0 | 2029-09-04 | 1900-01-01 | 0 | [8 empty] | DIAGNOSTIC CENTRE |  |  |  | 0 | 0 | [12 empty] | admin | 2024-12-12 14:25 |  | MARSDEN | M-125 | 22304469 |  |  |  | 1 | B | 1 |  | SUP100026 | PRINCIP ENGINEERING | STOR 230134 | UK |  | PRINCIP ENGINEERING |  |  | 0 | 0 | 0 | 0 |  |  |  |  | 2024-09-05 | KPJ Ipoh Specialist Hospital | 1 | bar: SEP
725 | H07B100725 | H07B100725 | - | BEMS | B | - | ACT | C | H07 | BEMS | NEURO EQULIBRIUM PRINTER | NEURO EQULIBRIUM PRINTER | BA | DIAGNOSTIC CENTRE | L01 | ISH/BE/02049 | 0 |  | 0 | HOSPITAL | 248000 | 0 | 0 | 0 | 0 | 0 | 0 | 0 | 0 | 0 | 0 | 2026-09-04 | 1900-01-01 | 0 | [8 empty] | DIAGNOSTIC CENTRE |  |  |  | 0 | 0 | [12 empty] | admin | 2024-12-12 14:25 |  | HP | HP | CN45GDZNKP |  |  |  | 1 | B | 1 |  | WEANSA SOLUTION SDN BHD | WEANSA SOLUTION SDN BHD | STOR 228952 | INDIA |  | WEANSA SOLUTION SDN BHD |  |  | 0 | 0 | 0 | 0 |  |  |  |  | 2024-09-05 | KPJ Ipoh Specialist Hospital | 1 | bar: SEP
726 | H07B100726 | H07B100726 | - | BEMS | B | - | ACT | C | H07 | BEMS | NEURO EQULIBRIUM VNG | NEURO EQULIBRIUM VNG | BA | DIAGNOSTIC CENTRE | L01 | ISH/BE/02050 | 0 |  | 0 | HOSPITAL | 0 | 0 | 0 | 0 | 0 | 0 | 0 | 0 | 0 | 0 | 0 | 2026-09-04 | 1900-01-01 | 0 | [8 empty] | DIAGNOSTIC CENTRE |  |  |  | 0 | 0 | [12 empty] | admin | 2024-12-12 14:25 |  | NEURO EQULIBRIUM | VNG/NE-P14 | VNG2425 |  |  |  | 1 | B | 1 |  | WEANSA SOLUTION SDN BHD | WEANSA SOLUTION SDN BHD | STOR 228952 | INDIA |  | WEANSA SOLUTION SDN BHD |  |  | 0 | 0 | 0 | 0 |  |  |  |  | 2024-09-05 | KPJ Ipoh Specialist Hospital | 1 | bar: SEP
727 | H07B100727 | H07B100727 | - | BEMS | B | - | ACT | C | H07 | BEMS | NEURO EQULIBRIUM VHIT | NEURO EQULIBRIUM VHIT | BA | DIAGNOSTIC CENTRE | L01 | ISH/BE/02051 | 0 |  | 0 | HOSPITAL | 0 | 0 | 0 | 0 | 0 | 0 | 0 | 0 | 0 | 0 | 0 | 2026-09-04 | 1900-01-01 | 0 | [8 empty] | DIAGNOSTIC CENTRE |  |  |  | 0 | 0 | [12 empty] | admin | 2024-12-12 14:25 |  | NEURO EQULIBRIUM | VHIT 101/NE-P14 | VHIT2414 |  |  |  | 1 | B | 1 |  | WEANSA SOLUTION SDN BHD | WEANSA SOLUTION SDN BHD | STOR 228952 | INDIA |  | WEANSA SOLUTION SDN BHD |  |  | 0 | 0 | 0 | 0 |  |  |  |  | 2024-09-05 | KPJ Ipoh Specialist Hospital | 1 | bar: SEP
728 | H07B100728 | H07B100728 | - | BEMS | B | - | ACT | C | H07 | BEMS | NEURO EQULIBRIUM SVV | NEURO EQULIBRIUM SVV | BA | DIAGNOSTIC CENTRE | L01 | ISH/BE/02052 | 0 |  | 0 | HOSPITAL | 0 | 0 | 0 | 0 | 0 | 0 | 0 | 0 | 0 | 0 | 0 | 2026-09-04 | 1900-01-01 | 0 | [8 empty] | DIAGNOSTIC CENTRE |  |  |  | 0 | 0 | [12 empty] | admin | 2024-12-12 14:25 |  | NEURO EQULIBRIUM | SVV 201/NE-P14 | SVV2333 |  |  |  | 1 | B | 1 |  | WEANSA SOLUTION SDN BHD | WEANSA SOLUTION SDN BHD | STOR 228952 | INDIA |  | WEANSA SOLUTION SDN BHD |  |  | 0 | 0 | 0 | 0 |  |  |  |  | 2024-09-05 | KPJ Ipoh Specialist Hospital | 1 | bar: SEP
729 | H07B100729 | H07B100729 | - | BEMS | B | - | ACT | C | H07 | BEMS | NEURO EQULIBRIUM DVA | NEURO EQULIBRIUM DVA | BA | DIAGNOSTIC CENTRE | L01 | ISH/BE/02053 | 0 |  | 0 | HOSPITAL | 0 | 0 | 0 | 0 | 0 | 0 | 0 | 0 | 0 | 0 | 0 | 2026-09-04 | 1900-01-01 | 0 | [8 empty] | DIAGNOSTIC CENTRE |  |  |  | 0 | 0 | [12 empty] | admin | 2024-12-12 14:25 |  | NEURO EQULIBRIUM | DVA 101/NE-P14 | DVA2425 |  |  |  | 1 | B | 1 |  | WEANSA SOLUTION SDN BHD | WEANSA SOLUTION SDN BHD | STOR 228952 | INDIA |  | WEANSA SOLUTION SDN BHD |  |  | 0 | 0 | 0 | 0 |  |  |  |  | 2024-09-05 | KPJ Ipoh Specialist Hospital | 1 | bar: SEP
730 | H07B100730 | H07B100730 | - | BEMS | B | - | ACT | C | H07 | BEMS | NEURO EQULIBRIUM CCG | NEURO EQULIBRIUM CCG | BA | DIAGNOSTIC CENTRE | L01 | ISH/BE/02054 | 0 |  | 0 | HOSPITAL | 0 | 0 | 0 | 0 | 0 | 0 | 0 | 0 | 0 | 0 | 0 | 2026-09-04 | 1900-01-01 | 0 | [8 empty] | DIAGNOSTIC CENTRE |  |  |  | 0 | 0 | [12 empty] | admin | 2024-12-12 14:25 |  | NEURO EQULIBRIUM | CCG 101/NE-P14 | CCGB2402 |  |  |  | 1 | B | 1 |  | WEANSA SOLUTION SDN BHD | WEANSA SOLUTION SDN BHD | STOR 228952 | INDIA |  | WEANSA SOLUTION SDN BHD |  |  | 0 | 0 | 0 | 0 |  |  |  |  | 2024-09-05 | KPJ Ipoh Specialist Hospital | 1 | bar: SEP
731 | H07B100731 | H07B100731 | - | BEMS | B | - | ACT | C | H07 | BEMS | NEURO EQULIBRIUM CCG | NEURO EQULIBRIUM CCG | BA | DIAGNOSTIC CENTRE | L01 | ISH/BE/02055 | 0 |  | 0 | HOSPITAL | 0 | 0 | 0 | 0 | 0 | 0 | 0 | 0 | 0 | 0 | 0 | 2026-09-04 | 1900-01-01 | 0 | [8 empty] | DIAGNOSTIC CENTRE |  |  |  | 0 | 0 | [12 empty] | admin | 2024-12-12 14:25 |  | NEURO EQULIBRIUM | CCG 101/NE-P14 | CCGR2402 |  |  |  | 1 | B | 1 |  | WEANSA SOLUTION SDN BHD | WEANSA SOLUTION SDN BHD | STOR 228952 | INDIA |  | WEANSA SOLUTION SDN BHD |  |  | 0 | 0 | 0 | 0 |  |  |  |  | 2024-09-05 | KPJ Ipoh Specialist Hospital | 1 | bar: SEP
732 | H07B100732 | H07B100732 | - | BEMS | B | - | ACT | C | H07 | BEMS | NEURO EQULIBRIUM CCG | NEURO EQULIBRIUM CCG | BA | DIAGNOSTIC CENTRE | L01 | ISH/BE/02056 | 0 |  | 0 | HOSPITAL | 0 | 0 | 0 | 0 | 0 | 0 | 0 | 0 | 0 | 0 | 0 | 2026-09-04 | 1900-01-01 | 0 | [8 empty] | DIAGNOSTIC CENTRE |  |  |  | 0 | 0 | [12 empty] | admin | 2024-12-12 14:25 |  | NEURO EQULIBRIUM | CCG 101/NE-P14 | CCGC2405 |  |  |  | 1 | B | 1 |  | WEANSA SOLUTION SDN BHD | WEANSA SOLUTION SDN BHD | STOR 228952 | INDIA |  | WEANSA SOLUTION SDN BHD |  |  | 0 | 0 | 0 | 0 |  |  |  |  | 2024-09-05 | KPJ Ipoh Specialist Hospital | 1 | bar: SEP
733 | H07B100733 | H07B100733 | - | BEMS | B | - | ACT | C | H07 | BEMS | NEURO EQULIBRIUM PTG | NEURO EQULIBRIUM PTG | BA | DIAGNOSTIC CENTRE | L01 | ISH/BE/02057 | 0 |  | 0 | HOSPITAL | 0 | 0 | 0 | 0 | 0 | 0 | 0 | 0 | 0 | 0 | 0 | 2026-09-04 | 1900-01-01 | 0 | [8 empty] | DIAGNOSTIC CENTRE |  |  |  | 0 | 0 | [12 empty] | admin | 2024-12-12 14:25 |  | NEURO EQULIBRIUM | PTG 101/NE-P14 | PTG2411 |  |  |  | 1 | B | 1 |  | WEANSA SOLUTION SDN BHD | WEANSA SOLUTION SDN BHD | STOR 228952 | INDIA |  | WEANSA SOLUTION SDN BHD |  |  | 0 | 0 | 0 | 0 |  |  |  |  | 2024-09-05 | KPJ Ipoh Specialist Hospital | 1 | bar: SEP
734 | H07B100734 | H07B100734 | - | BEMS | B | - | ACT | C | H07 | BEMS | NEURO EQULIBRIUM TV | NEURO EQULIBRIUM TV | BA | DIAGNOSTIC CENTRE | L01 | ISH/BE/02058 | 0 |  | 0 | HOSPITAL | 0 | 0 | 0 | 0 | 0 | 0 | 0 | 0 | 0 | 0 | 0 | 2026-09-04 | 1900-01-01 | 0 | [8 empty] | DIAGNOSTIC CENTRE |  |  |  | 0 | 0 | [12 empty] | admin | 2024-12-12 14:25 |  | PHILIPS | PHILIPS | YFIA2422002849 |  |  |  | 1 | B | 1 |  | WEANSA SOLUTION SDN BHD | WEANSA SOLUTION SDN BHD | STOR 228952 | INDIA |  | WEANSA SOLUTION SDN BHD |  |  | 0 | 0 | 0 | 0 |  |  |  |  | 2024-09-05 | KPJ Ipoh Specialist Hospital | 1 | bar: SEP
735 | H07B100735 | H07B100735 | - | BEMS | B | - | ACT | C | H07 | BEMS | NEURO EQULIBRIUM LAPTOP | NEURO EQULIBRIUM LAPTOP | BA | DIAGNOSTIC CENTRE | L01 | ISH/BE/02059 | 0 |  | 0 | HOSPITAL | 0 | 0 | 0 | 0 | 0 | 0 | 0 | 0 | 0 | 0 | 0 | 2026-09-04 | 1900-01-01 | 0 | [8 empty] | DIAGNOSTIC CENTRE |  |  |  | 0 | 0 | [12 empty] | admin | 2024-12-12 14:25 |  | HP | HP | 5CD413TF7K |  |  |  | 1 | B | 1 |  | WEANSA SOLUTION SDN BHD | WEANSA SOLUTION SDN BHD | STOR 228952 | INDIA |  | WEANSA SOLUTION SDN BHD |  |  | 0 | 0 | 0 | 0 |  |  |  |  | 2024-09-05 | KPJ Ipoh Specialist Hospital | 1 | bar: SEP
736 | H07B100736 | H07B100736 | 10208 | BEMS | B | - | ACT | N | H07 | BEMS | ASPIRATOR | ASPIRATOR | BA | DIAGNOSTIC CENTRE | L01 | ISH/BE/02067 | 0 |  | 0 | HOSPITAL | 1400 | 0 | 0 | 0 | 0 | 0 | 0 | 0 | 0 | 0 | 0 | 2025-09-25 | 1900-01-01 | 0 | [8 empty] | DIAGNOSTIC CENTRE |  |  |  | 0 | 0 | [12 empty] | admin | 2024-12-12 14:25 |  | CA-MI | NEW ASKIR 30 PROXIMITY | 8444 |  |  |  | 1 | B | 1 |  | SUP100026 | PRINCIP ENGINEERING | STOR 230476 | ITALY |  | PRINCIP ENGINEERING |  |  | 0 | 0 | 0 | 0 |  |  |  |  | 2024-09-26 | KPJ Ipoh Specialist Hospital | 1 | bar: SEP
737 | H07B100737 | H07B100737 | 11490 | BEMS | B | - | ACT | C | H07 | BEMS | ELECTROSURGICAL UNIT | ELECTROSURGICAL UNIT | BA | DIAGNOSTIC CENTRE | L01 | ISH/BE/02084 | 0 |  | 0 | HOSPITAL | 40000 | 0 | 0 | 0 | 0 | 0 | 0 | 0 | 0 | 0 | 0 | 2026-10-20 | 1900-01-01 | 0 | [8 empty] | DIAGNOSTIC CENTRE |  |  |  | 0 | 0 | [12 empty] | admin | 2024-12-12 14:25 |  | ERBE | VIO 200 S | 11577698 |  |  |  | 1 | B | 1 |  | SUP100019 | MEDI-LIFE (M) SDN BHD | STOR 229908 | GERMANY |  | MEDI-LIFE (M) SDN BHD |  |  | 0 | 0 | 0 | 0 |  |  |  |  | 2024-10-21 | KPJ Ipoh Specialist Hospital | 2 | bar: APR; OCT
738 | H07B100738 | H07B100738 | - | BEMS | B | - | ACT | C | H07 | BEMS | STRESS TEST SYSTEM | STRESS TEST SYSTEM | BA | DIAGNOSTIC CENTRE | L01 | ISH/BE/02087 | 0 |  | 0 | HOSPITAL | 122000 | 0 | 0 | 0 | 0 | 0 | 0 | 0 | 0 | 0 | 0 | 2027-10-27 | 1900-01-01 | 0 | [8 empty] | DIAGNOSTIC CENTRE |  |  |  | 0 | 0 | [12 empty] | admin | 2024-12-12 14:25 |  | NORAV MEDICAL | NORAV | DR12845 |  |  |  | 1 | B | 1 |  | SUN MEDICAL SYSTEMS SDN. BHD | SUN MEDICAL SYSTEMS SDN. BHD | STOR 230364 | CHINA |  | SUN MEDICAL SYSTEM SDN. BHD |  |  | 0 | 0 | 0 | 0 |  |  |  |  | 2024-10-28 | KPJ Ipoh Specialist Hospital | 2 | bar: APR; OCT
739 | H07B100739 | H07B100739 | 10208 | BEMS | B | - | ACT | C | H07 | BEMS | ASPIRATORS | ASPIRATORS | BA | DIAGNOSTIC IMAGING | L01 | ISH/BE/00341 | 0 |  | 0 | HOSPITAL | 3500 | 0 | 0 | 0 | 0 | 0 | 0 | 0 | 0 | 0 | 0 |  | 1900-01-01 | 2024 | [8 empty] | DIAGNOSTIC IMAGING |  |  |  | 0 | 0 | [12 empty] | admin | 2024-12-12 14:25 |  | AMEDA EGNAL | COMPACT 30II | AD 309024 |  |  |  | 1 | B | 1 |  | HISTOPOINT SND BHD | HISTOPOINT SND BHD |  | JAPAN |  | PRINCIP ENGINEERING |  |  | 0 | 0 | 0 | 0 |  |  |  |  | 2000-01-01 | KPJ Ipoh Specialist Hospital | 1 | bar: JUL
740 | H07B100740 | H07B100740 | 17148 | BEMS | B | - | ACT | N | H07 | BEMS | OXIMETERS, PULSE | OXIMETERS, PULSE | BA | DIAGNOSTIC IMAGING | L01 | ISH/BE/00584 | 0 |  | 0 | HOSPITAL | 5000 | 0 | 0 | 0 | 0 | 0 | 0 | 0 | 0 | 0 | 0 |  | 1900-01-01 | 2024 | [8 empty] | DIAGNOSTIC IMAGING |  |  |  | 0 | 0 | [12 empty] | admin | 2024-12-12 14:25 |  | NOVAMETRIX | 515B | 971514 AAS |  |  |  | 1 | B | 1 |  | PRIMED MEDICAL SDN.BHD | PRIMED MEDICAL SDN.BHD |  | USA |  | PRINCIP ENGINEERING |  |  | 0 | 0 | 0 | 0 |  |  |  |  | 2000-01-01 | KPJ Ipoh Specialist Hospital | 1 | bar: MAR
741 | H07B100741 | H07B100741 | 13217 | BEMS | B | - | ACT | C | H07 | BEMS | SYRINGE PUMP | SYRINGE PUMP | BA | DIAGNOSTIC IMAGING | L01 | ISH/BE/00338 | 0 |  | 0 | HOSPITAL | 2950 | 0 | 0 | 0 | 0 | 0 | 0 | 0 | 0 | 0 | 0 |  | 1900-01-01 | 21 | [8 empty] | DIAGNOSTIC IMAGING |  |  |  | 0 | 0 | [12 empty] | admin | 2024-12-12 14:25 |  | TERUMO | TE 311 | O3120235 |  |  |  | 1 | B | 1 |  | HOSPIMETRIX SDN BHD | HOSPIMETRIX SDN BHD |  | JAPAN |  | PRINCIP ENGINEERING |  |  | 0 | 0 | 0 | 0 |  |  |  |  | 1905-06-25 | KPJ Ipoh Specialist Hospital | 1 | bar: JUN
742 | H07B100742 | H07B100742 | 17203 | BEMS | B | - | ACT | C | H07 | BEMS | ULTRASOUND SYSTEM | ULTRASOUND SYSTEM | BA | DIAGNOSTIC IMAGING | L01 | ISH/BE/01648 | 0 |  | 0 | HOSPITAL | 490000 | 0 | 0 | 0 | 0 | 0 | 0 | 0 | 0 | 0 | 0 | 2024-03-01 | 1900-01-01 | 3 | [8 empty] | DIAGNOSTIC IMAGING |  |  |  | 0 | 0 | [12 empty] | admin | 2024-12-12 14:25 |  | CANON | TUS-AI700/5W | 5WB2112012 |  |  |  | 1 | B | 1 |  | CANON MEDICAL SYSTEM SDN.BHD | CANON MEDICAL SYSTEM SDN.BHD |  | JAPAN |  | CANON MEDICAL SYSTEM SDN BHD |  |  | 0 | 0 | 0 | 0 |  |  |  |  | 2021-12-03 | KPJ Ipoh Specialist Hospital | 2 | bar: JAN; JUL
743 | H07B100743 | H07B100743 | 12636 | BEMS | B | - | ACT | C | H07 | BEMS | PATIENT MONITORING SYSTEM | PATIENT MONITORING SYSTEM | BA | DIAGNOSTIC IMAGING | L01 | ISH/BE/00339 | 0 |  | 0 | HOSPITAL | 25000 | 0 | 0 | 0 | 0 | 0 | 0 | 0 | 0 | 0 | 0 |  | 1900-01-01 | 18 | [8 empty] | DIAGNOSTIC IMAGING |  |  |  | 0 | 0 | [12 empty] | admin | 2024-12-12 14:25 |  | GE | PRO 1000 | WAA054700395A |  |  |  | 1 | B | 1 |  | JEBSEN & JESSEN TECHNOLOGY SDN BHD | JEBSEN & JESSEN TECHNOLOGY SDN BHD |  | GERMANY |  | PRINCIP ENGINEERING |  |  | 0 | 0 | 0 | 0 |  |  |  |  | 2006-06-10 | KPJ Ipoh Specialist Hospital | 2 | bar: MAR; SEP
744 | H07B100744 | H07B100744 | - | BEMS | B | - | ACT | C | H07 | BEMS | PORTABLE X-RAY UNIT | PORTABLE X-RAY UNIT | BA | DIAGNOSTIC IMAGING | L01 | ISH/BE/00590 | 0 |  | 0 | HOSPITAL | 200000 | 0 | 0 | 0 | 0 | 0 | 0 | 0 | 0 | 0 | 0 |  | 1900-01-01 | 16 | [8 empty] | DIAGNOSTIC IMAGING |  |  |  | 0 | 0 | [12 empty] | admin | 2024-12-12 14:25 |  | SIEMENS | XP HYBRID | 2238 |  |  |  | 1 | B | 1 |  | SIEMENS (M) SDN BHD | SIEMENS (M) SDN BHD |  | GERMANY |  | SIEMENS HEALTHCARE SDN BHD |  |  | 0 | 0 | 0 | 0 |  |  |  |  | 2008-02-21 | KPJ Ipoh Specialist Hospital | 2 | bar: MAY; NOV
745 | H07B100745 | H07B100745 | - | BEMS | B | - | ACT | C | H07 | BEMS | MAGNETIC RESONANCE IMAGING | MAGNETIC RESONANCE IMAGING | BA | DIAGNOSTIC IMAGING | L01 | ISH/BE/01619 | 0 |  | 0 | HOSPITAL | 3500000 | 0 | 0 | 0 | 0 | 0 | 0 | 0 | 0 | 0 | 0 | 2022-10-01 | 1900-01-01 | 4 | [8 empty] | DIAGNOSTIC IMAGING |  |  |  | 0 | 0 | [12 empty] | admin | 2024-12-12 14:25 |  | SIEMENS | MAGNETOM AVANTO FIT | 169889 |  |  |  | 1 | B | 1 |  | SUP100006 | SIEMENS HEALTHCARE SDN BHD |  | GERMANY |  | SIEMENS HEALTHCARE SDN BHD |  |  | 0 | 0 | 0 | 0 |  |  |  |  | 2020-10-16 | KPJ Ipoh Specialist Hospital | 2 | bar: APR; OCT
746 | H07B100746 | H07B100746 | 12276 | BEMS | B | - | ACT | N | H07 | BEMS | EXAMINATION LIGHT | EXAMINATION LIGHT | BA | DIAGNOSTIC IMAGING | L01 | ISH/BE/00344 | 0 |  | 0 | HOSPITAL | 500 | 0 | 0 | 0 | 0 | 0 | 0 | 0 | 0 | 0 | 0 |  | 1900-01-01 | 2024 | [8 empty] | DIAGNOSTIC IMAGING |  |  |  | 0 | 0 | [12 empty] | admin | 2024-12-12 14:25 |  | EASTERN MEDICAL | 4193 | 1028408 |  |  |  | 1 | B | 1 |  | HISTOPOINT SND BHD | HISTOPOINT SND BHD |  | CHINA |  | PRINCIP ENGINEERING |  |  | 0 | 0 | 0 | 0 |  |  |  |  | 2000-01-01 | KPJ Ipoh Specialist Hospital | 1 | bar: JUL
748 | H07B100748 | H07B100748 | - | BEMS | B | - | ACT | C | H07 | BEMS | X-RAY FILM PROCESSOR | X-RAY FILM PROCESSOR | BA | DIAGNOSTIC IMAGING | L01 | ISH/BE/00428 | 0 |  | 0 | HOSPITAL | 0 | 0 | 0 | 0 | 0 | 0 | 0 | 0 | 0 | 0 | 0 |  | 1900-01-01 | 2024 | [8 empty] | DIAGNOSTIC IMAGING |  |  |  | 0 | 0 | [12 empty] | admin | 2024-12-12 14:25 |  | AGFA | DRYSTAR5302 | 8378 |  |  |  | 1 | B | 1 |  | AGFA (M) SDN BHD | AGFA (M) SDN BHD |  | GERMANY |  | BEMS ISH |  |  | 0 | 0 | 0 | 0 |  |  |  |  | 1905-06-27 | KPJ Ipoh Specialist Hospital | 1 | bar: NOV
749 | H07B100749 | H07B100749 | - | BEMS | B | - | ACT | C | H07 | BEMS | X-RAY FILM PROCESSOR | X-RAY FILM PROCESSOR | BA | DIAGNOSTIC IMAGING | L01 | ISH/BE/00732 | 0 |  | 0 | HOSPITAL | 0 | 0 | 0 | 0 | 0 | 0 | 0 | 0 | 0 | 0 | 0 | 2011-01-01 | 1900-01-01 | 14 | [8 empty] | DIAGNOSTIC IMAGING |  |  |  | 0 | 0 | [12 empty] | admin | 2024-12-12 14:25 |  | KONICA MINOLTA | DRYPRO 873 | 0993-0319 |  |  |  | 1 | B | 1 |  | TECHNOLOGY MEDICAL ASSOCIATES SDN BHD | TECHNOLOGY MEDICAL ASSOCIATES SDN BHD | STOR 77924 | JAPAN |  | TECHNOLOGY MEDICAL ASSOCIATES SDN BHD |  |  | 0 | 0 | 0 | 0 |  |  |  |  | 2010-05-01 | KPJ Ipoh Specialist Hospital | 2 | bar: JUN; DEC
750 | H07B100750 | H07B100750 | 17904 | BEMS | B | - | ACT | C | H07 | BEMS | COMPUTED RADIOGRAPHIC | COMPUTED RADIOGRAPHIC | BA | DIAGNOSTIC IMAGING | L01 | ISH/BE/00733 | 0 |  | 0 | HOSPITAL | 300000 | 0 | 0 | 0 | 0 | 0 | 0 | 0 | 0 | 0 | 0 | 2011-01-01 | 1900-01-01 | 14 | [8 empty] | DIAGNOSTIC IMAGING |  |  |  | 0 | 0 | [12 empty] | admin | 2024-12-12 14:25 |  | KONICA MINOLTA | REGIUS 190 | 0676-5942 |  |  |  | 1 | B | 1 |  | TECHNOLOGY MEDICAL ASSOCIATES SDN BHD | TECHNOLOGY MEDICAL ASSOCIATES SDN BHD | STOR 77924 | JAPAN |  | TECHNOLOGY MEDICAL ASSOCIATES SDN BHD |  |  | 0 | 0 | 0 | 0 |  |  |  |  | 2010-05-01 | KPJ Ipoh Specialist Hospital | 2 | bar: JUN; DEC
751 | H07B100751 | H07B100751 | 17904 | BEMS | B | - | ACT | C | H07 | BEMS | COMPUTED RADIOGRAPHIC | COMPUTED RADIOGRAPHIC | BA | DIAGNOSTIC IMAGING | L01 | ISH/BE/00734 | 0 |  | 0 | HOSPITAL | 0 | 0 | 0 | 0 | 0 | 0 | 0 | 0 | 0 | 0 | 0 | 2011-01-01 | 1900-01-01 | 14 | [8 empty] | DIAGNOSTIC IMAGING |  |  |  | 0 | 0 | [12 empty] | admin | 2024-12-12 14:25 |  | KONICA MINOLTA | REGIUS 190 | 0676-5807 |  |  |  | 1 | B | 1 |  | TECHNOLOGY MEDICAL ASSOCIATES SDN BHD | TECHNOLOGY MEDICAL ASSOCIATES SDN BHD | STOR 77924 | JAPAN |  | TECHNOLOGY MEDICAL ASSOCIATES SDN BHD |  |  | 0 | 0 | 0 | 0 |  |  |  |  | 2010-05-01 | KPJ Ipoh Specialist Hospital | 2 | bar: JUN; DEC
752 | H07B100752 | H07B100752 | 16548 | BEMS | B | - | ACT | C | H07 | BEMS | BONE DENSITOMETER | BONE DENSITOMETER | BA | DIAGNOSTIC IMAGING | L01 | ISH/BE/00896 | 0 |  | 0 | HOSPITAL | 300000 | 0 | 0 | 0 | 0 | 0 | 0 | 0 | 0 | 0 | 0 | 2011-10-01 | 1900-01-01 | 14 | [8 empty] | DIAGNOSTIC IMAGING |  |  |  | 0 | 0 | [12 empty] | admin | 2024-12-12 14:25 |  | HOLOGIC | DISCOVERY Wi | 84749 |  |  |  | 1 | B | 1 |  | TECHNOLOGY MEDICAL ASSOCIATES SDN BHD | TECHNOLOGY MEDICAL ASSOCIATES SDN BHD | STOR 79274 | GERMANY |  | INTEGRATED MEDICAL SYSTEM SDN BHD |  |  | 0 | 0 | 0 | 0 |  |  |  |  | 2010-08-10 | KPJ Ipoh Specialist Hospital | 2 | bar: JUN; DEC
754 | H07B100754 | H07B100754 | - | BEMS | B | - | ACT | C | H07 | BEMS | ELECTRICAL SPHYGMOMANOMETER | ELECTRICAL SPHYGMOMANOMETER | BA | DIAGNOSTIC IMAGING | L01 | ISH/BE/00939 | 0 |  | 0 | HOSPITAL | 450 | 0 | 0 | 0 | 0 | 0 | 0 | 0 | 0 | 0 | 0 | 2011-12-01 | 1900-01-01 | 14 | [8 empty] | DIAGNOSTIC IMAGING |  |  |  | 0 | 0 | [12 empty] | admin | 2024-12-12 14:25 |  | ELEPHANT | DXJ-210 | DXJ-21101202 |  |  |  | 1 | B | 1 |  | RITZ MEDICAL SUPPLIES | RITZ MEDICAL SUPPLIES |  | CHINA |  | PRINCIP ENGINEERING |  |  | 0 | 0 | 0 | 0 |  |  |  |  | 2012-10-31 | KPJ Ipoh Specialist Hospital | 1 | bar: DEC
756 | H07B100756 | H07B100756 | 12636 | BEMS | B | - | ACT | C | H07 | BEMS | VITAL SIGN MONITOR | VITAL SIGN MONITOR | BA | DIAGNOSTIC IMAGING | L01 | ISH/BE/01254 | 0 |  | 0 | HOSPITAL | 50000 | 0 | 0 | 0 | 0 | 0 | 0 | 0 | 0 | 0 | 0 | 2015-04-01 | 1900-01-01 | 9 | [8 empty] | DIAGNOSTIC IMAGING |  |  |  | 0 | 0 | [12 empty] | admin | 2024-12-12 14:25 |  | MIPM | TESLA DUO | TDUO 0101 |  |  |  | 1 | B | 1 |  | SUP100030 | AVANT-MED SDN BHD | STOR 121212(FA) | USA |  | PRINCIP ENGINEERING |  |  | 0 | 0 | 0 | 0 |  |  |  |  | 2015-04-03 | KPJ Ipoh Specialist Hospital | 2 | bar: MAY; NOV
757 | H07B100757 | H07B100757 | 10208 | BEMS | B | - | ACT | C | H07 | BEMS | ASPIRATORS | ASPIRATORS | BA | DIAGNOSTIC IMAGING | L01 | ISH/BE/00033 | 0 |  | 0 | HOSPITAL | 6800 | 0 | 0 | 0 | 0 | 0 | 0 | 0 | 0 | 0 | 0 |  | 1900-01-01 | 30 | [8 empty] | DIAGNOSTIC IMAGING |  |  |  | 0 | 0 | [12 empty] | admin | 2024-12-12 14:25 |  | AMEDA EGNAL | COMPACT 30II | AD 409024 |  |  |  | 1 | B | 1 |  | HISTOPOINT SND BHD | HISTOPOINT SND BHD |  | JAPAN |  | PRINCIP ENGINEERING |  |  | 0 | 0 | 0 | 0 |  |  |  |  | 1994-08-09 | KPJ Ipoh Specialist Hospital | 1 | bar: JUL
758 | H07B100758 | H07B100758 | - | BEMS | B | - | ACT | C | H07 | BEMS | FLUOROSCOPY | FLUOROSCOPY | BA | DIAGNOSTIC IMAGING | L01 | ISH/BE/01563 | 0 |  | 0 | HOSPITAL | 760000 | 0 | 0 | 0 | 0 | 0 | 0 | 0 | 0 | 0 | 0 | 2020-01-01 | 1900-01-01 | 6 | [8 empty] | DIAGNOSTIC IMAGING |  |  |  | 0 | 0 | [12 empty] | admin | 2024-12-12 14:25 |  | SHIMADZU | FLEXAVISION SERIES | MPEA6247A001 |  |  |  | 1 | B | 1 |  | SHIMADZU (ASI PACIFIC) PTE.LTD | SHIMADZU (ASI PACIFIC) PTE.LTD | STOR 147861 (FA) | JAPAN |  | SHIMADZU (ASI PACIFIC) PTE.LTD |  |  | 0 | 0 | 0 | 0 |  |  |  |  | 2018-01-10 | KPJ Ipoh Specialist Hospital | 2 | bar: JUN; DEC
759 | H07B100759 | H07B100759 | 13469 | BEMS | B | - | ACT | C | H07 | BEMS | CT SCANNER | CT SCANNER | BA | DIAGNOSTIC IMAGING | L01 | ISH/BE/01594 | 0 |  | 0 | HOSPITAL | 3000000 | 0 | 0 | 0 | 0 | 0 | 0 | 0 | 0 | 0 | 0 | 2022-07-01 | 1900-01-01 | 5 | [8 empty] | DIAGNOSTIC IMAGING |  |  |  | 0 | 0 | [12 empty] | admin | 2024-12-12 14:25 |  | SIEMENS | SOMATOM DEFINITION EDGE | 83908 |  |  |  | 1 | B | 1 |  | SUP100006 | SIEMENS HEALTHCARE SDN BHD | STOR 166007 | GERMANY |  | SIEMENS HEALTHCARE SDN BHD |  |  | 0 | 0 | 0 | 0 |  |  |  |  | 2019-06-26 | KPJ Ipoh Specialist Hospital | 2 | bar: FEB; AUG
760 | H07B100760 | H07B100760 | 17969 | BEMS | B | - | ACT | C | H07 | BEMS | INJECTORS | INJECTORS | BA | DIAGNOSTIC IMAGING | L01 | ISH/BE/01595 | 0 |  | 0 | HOSPITAL | 120000 | 0 | 0 | 0 | 0 | 0 | 0 | 0 | 0 | 0 | 0 | 2022-07-01 | 1900-01-01 | 5 | [8 empty] | DIAGNOSTIC IMAGING |  |  |  | 0 | 0 | [12 empty] | admin | 2024-12-12 14:25 |  | MEDTRON | ACCURON CT-D INJECTOR | 860019010 |  |  |  | 1 | B | 1 |  | SUP100006 | SIEMENS HEALTHCARE SDN BHD |  | GERMANY |  | AVANT-MED SDN BHD |  |  | 0 | 0 | 0 | 0 |  |  |  |  | 2019-06-26 | KPJ Ipoh Specialist Hospital | 2 | bar: MAY; NOV
761 | H07B100761 | H07B100761 | 12636 | BEMS | B | - | ACT | C | H07 | BEMS | PATIENT MONITOR | PATIENT MONITOR | BA | DIAGNOSTIC IMAGING | L01 | ISH/BE/01596 | 0 |  | 0 | HOSPITAL | 12000 | 0 | 0 | 0 | 0 | 0 | 0 | 0 | 0 | 0 | 0 |  | 1900-01-01 | 5 | [8 empty] | DIAGNOSTIC IMAGING |  |  |  | 0 | 0 | [12 empty] | admin | 2024-12-12 14:25 |  | NIHON KOHDEN | SVM 7623 | 0001837 |  |  |  | 1 | B | 1 |  | SUP100006 | SIEMENS HEALTHCARE SDN BHD |  | JAPAN |  | STAR MEDICAL SYSTEM SDN BHD |  |  | 0 | 0 | 0 | 0 |  |  |  |  | 2019-06-26 | KPJ Ipoh Specialist Hospital | 2 | bar: MAY; NOV
762 | H07B100762 | H07B100762 | 13217 | BEMS | B | - | ACT | C | H07 | BEMS | SYRINGE PUMP | SYRINGE PUMP | BA | DIAGNOSTIC IMAGING | L01 | ISH/BE/01617 | 0 |  | 0 | HOSPITAL | 0 | 0 | 0 | 0 | 0 | 0 | 0 | 0 | 0 | 0 | 0 | 2022-10-01 | 1900-01-01 | 4 | [8 empty] | DIAGNOSTIC IMAGING |  |  |  | 0 | 0 | [12 empty] | admin | 2024-12-12 14:25 |  | B.BRAUN | PERFUSOR SPACE | 530109 |  |  |  | 1 | B | 1 |  | B.BRAUN MEDICAL SUPPLIES SDN BHD | B.BRAUN MEDICAL SUPPLIES SDN BHD |  | GERMANY |  | B.BRAUN MEDICAL SUPPLIES SDN BHD |  |  | 0 | 0 | 0 | 0 |  |  |  |  | 2020-10-20 | KPJ Ipoh Specialist Hospital | 1 | bar: OCT
763 | H07B100763 | H07B100763 | - | BEMS | B | - | ACT | C | H07 | BEMS | MRI PUMP STATION | MRI PUMP STATION | BA | DIAGNOSTIC IMAGING | L01 | ISH/BE/01616 | 0 |  | 0 | HOSPITAL | 0 | 0 | 0 | 0 | 0 | 0 | 0 | 0 | 0 | 0 | 0 | 2022-10-01 | 1900-01-01 | 4 | [8 empty] | DIAGNOSTIC IMAGING |  |  |  | 0 | 0 | [12 empty] | admin | 2024-12-12 14:25 |  | B.BRAUN | SPACE STATION MRI | 02481 |  |  |  | 1 | B | 1 |  | B.BRAUN MEDICAL SUPPLIES SDN BHD | B.BRAUN MEDICAL SUPPLIES SDN BHD |  | GERMANY |  | B.BRAUN MEDICAL SUPPLIES SDN BHD |  |  | 0 | 0 | 0 | 0 |  |  |  |  | 2020-10-20 | KPJ Ipoh Specialist Hospital | 1 | bar: OCT
764 | H07B100764 | H07B100764 | - | BEMS | B | - | ACT | N | H07 | BEMS | MRI METAL SCREENER | MRI METAL SCREENER | BA | DIAGNOSTIC IMAGING | L01 | ISH/BE/01618 | 0 |  | 0 | HOSPITAL | 0 | 0 | 0 | 0 | 0 | 0 | 0 | 0 | 0 | 0 | 0 | 2022-10-01 | 1900-01-01 | 4 | [8 empty] | DIAGNOSTIC IMAGING |  |  |  | 0 | 0 | [12 empty] | admin | 2024-12-12 14:25 |  | METRASENSE | FERROGUARD SCREENER | SCFG-04-0488 |  |  |  | 1 | B | 1 |  | SUP100030 | AVANT-MED SDN BHD |  | GERMANY |  | AVANT-MED SDN BHD |  |  | 0 | 0 | 0 | 0 |  |  |  |  | 2020-10-20 | KPJ Ipoh Specialist Hospital | 2 | bar: MAY; NOV
765 | H07B100765 | H07B100765 | - | BEMS | B | - | ACT | C | H07 | BEMS | PORTABLE X-RAY UNIT | PORTABLE X-RAY UNIT | BA | DIAGNOSTIC IMAGING | L01 | ISH/BE/01752 | 0 |  | 0 | HOSPITAL | 390000 | 0 | 0 | 0 | 0 | 0 | 0 | 0 | 0 | 0 | 0 | 2025-01-04 | 1900-01-01 | 1 | [8 empty] | DIAGNOSTIC IMAGING |  |  |  | 0 | 0 | [12 empty] | admin | 2024-12-12 14:25 |  | SHIMADZU | MOBILEDART EVOLUTION MX8 | MQ00005B1066 |  |  |  | 1 | B | 1 |  | SHIMADZU (M) SDN BHD | SHIMADZU (M) SDN BHD | STOR 205811 | JAPAN |  | SHIMADZU (M) SDN BHD |  |  | 0 | 0 | 0 | 0 |  |  |  |  | 2023-01-05 | KPJ Ipoh Specialist Hospital | 2 | bar: JAN; JUL
766 | H07B100766 | H07B100766 | 17203 | BEMS | B | - | ACT | C | H07 | BEMS | ULTRASOUND SYSTEM | ULTRASOUND SYSTEM | BA | DIAGNOSTIC IMAGING | L01 | ISH/BE/01769 | 0 |  | 0 | HOSPITAL | 261250 | 0 | 0 | 0 | 0 | 0 | 0 | 0 | 0 | 0 | 0 |  | 1900-01-01 | 1 | [8 empty] | DIAGNOSTIC IMAGING |  |  |  | 0 | 0 | [12 empty] | admin | 2024-12-12 14:25 |  | MINDRAY | RESONA I9 | KF8-32001892 |  |  |  | 1 | B | 1 |  | INFINITY MEDICAL SDN BHD | INFINITY MEDICAL SDN BHD | STOR 208777 | CHINA |  | INFINITY MEDICAL SDN BHD |  |  | 0 | 0 | 0 | 0 |  |  |  |  | 2023-03-13 | KPJ Ipoh Specialist Hospital | 2 | bar: MAR; SEP
767 | H07B100767 | H07B100767 | - | BEMS | B | - | ACT | C | H07 | BEMS | GENERAL X-RAY | GENERAL X-RAY | BA | DIAGNOSTIC IMAGING | L01 | ISH/BE/01801 | 0 |  | 0 | HOSPITAL | 472000 | 0 | 0 | 0 | 0 | 0 | 0 | 0 | 0 | 0 | 0 |  | 1900-01-01 | 1 | [8 empty] | DIAGNOSTIC IMAGING |  |  |  | 0 | 0 | [12 empty] | admin | 2024-12-12 14:25 |  | DK MEDICAL SYSTEM | INNOVATION-EXII | H021123B001 |  |  |  | 1 | B | 1 |  | INTEGRATED MEDICALSYSTEM SDN BHD | INTEGRATED MEDICALSYSTEM SDN BHD | STOR 207753 | KOREA |  | INTEGRATED MEDICAL SYSTEM SDN BHD |  |  | 0 | 0 | 0 | 0 |  |  |  |  | 2023-04-28 | KPJ Ipoh Specialist Hospital | 2 | bar: APR; OCT
768 | H07B100768 | H07B100768 | 17968 | BEMS | B | - | ACT | C | H07 | BEMS | INJECTORS | INJECTORS | BA | DIAGNOSTIC IMAGING | L01 | ISH/BE/01858 | 0 |  | 0 | HOSPITAL | 105000 | 0 | 0 | 0 | 0 | 0 | 0 | 0 | 0 | 0 | 0 | 2025-05-09 | 1900-01-01 | 1 | [8 empty] | DIAGNOSTIC IMAGING |  |  |  | 0 | 0 | [12 empty] | admin | 2024-12-12 14:25 |  | MEDTRON | ACCUTRON MR INJECTOR | 880023078 |  |  |  | 1 | B | 1 |  | SUP100030 | AVANT-MED SDN BHD | STOR 208179 | GERMANY |  | AVANT-MED SDN BHD |  |  | 0 | 0 | 0 | 0 |  |  |  |  | 2023-10-05 | KPJ Ipoh Specialist Hospital | 2 | bar: MAY; NOV
769 | H07B100769 | H07B100769 | 12636 | BEMS | B | - | ACT | C | H07 | BEMS | VITAL SIGN MONITOR | VITAL SIGN MONITOR | BA | DIALYSIS CENTRE | GF | ISH/BE/01271 | 0 |  | 0 | HOSPITAL | 6500 | 0 | 0 | 0 | 0 | 0 | 0 | 0 | 0 | 0 | 0 | 2016-05-01 | 1900-01-01 | 9 | [8 empty] | DIALYSIS CENTRE |  |  |  | 0 | 0 | [12 empty] | admin | 2024-12-12 14:25 |  | ADVANCED INST, US | VSM-300 | 302041-M15503240001 |  |  |  | 1 | B | 1 |  | UWC HEALTHCARE SDN BHD | UWC HEALTHCARE SDN BHD |  | USA |  | PRINCIP ENGINEERING |  |  | 0 | 0 | 0 | 0 |  |  |  |  | 2015-05-27 | KPJ Ipoh Specialist Hospital | 2 | bar: MAR; SEP
770 | H07B100770 | H07B100770 | 11073 | BEMS | B | - | ACT | N | H07 | BEMS | NIBP MONITOR | NIBP MONITOR | BA | DIALYSIS CENTRE | GF | ISH/BE/00569 | 0 |  | 0 | HOSPITAL | 5000 | 0 | 0 | 0 | 0 | 0 | 0 | 0 | 0 | 0 | 0 |  | 1900-01-01 | 16 | [8 empty] | DIALYSIS CENTRE |  |  |  | 0 | 0 | [12 empty] | admin | 2024-12-12 14:25 |  | GE | PRO CARE 100 | AAW08240438SA |  |  |  | 1 | B | 1 |  | JEBSEN & JESSEN TECHNOLOGY SDN BHD | JEBSEN & JESSEN TECHNOLOGY SDN BHD |  | GERMANY |  | PRINCIP ENGINEERING |  |  | 0 | 0 | 0 | 0 |  |  |  |  | 2008-12-16 | KPJ Ipoh Specialist Hospital | 2 | bar: MAR; SEP
771 | H07B100771 | H07B100771 | - | BEMS | B | - | ACT | C | H07 | BEMS | R/O SYSTEM | R/O SYSTEM | BA | DIALYSIS CENTRE | GF |  | 0 |  | 0 | HOSPITAL | 132000 | 0 | 0 | 0 | 0 | 0 | 0 | 0 | 0 | 0 | 0 | 2019-06-01 | 1900-01-01 | 8 | [8 empty] | DIALYSIS CENTRE |  |  |  | 0 | 0 | [12 empty] | admin | 2024-12-12 14:25 |  | HD INTEGRA AEROS | HD-35 | RO-2016-039 (MK 2) |  |  |  | 1 | B | 1 |  | SUP100044 | JKS BIOMEDICAL SDN BHD | STOR 133223 (FA) | MALAYSIA |  | JKS BIOMEDICAL SDN BHD |  |  | 0 | 0 | 0 | 0 |  |  |  |  | 2016-06-26 | KPJ Ipoh Specialist Hospital | 3 | bar: APR; AUG; DEC
772 | H07B100772 | H07B100772 | - | BEMS | B | - | ACT | C | H07 | BEMS | R/O STORAGE TANK | R/O STORAGE TANK | BA | DIALYSIS CENTRE | GF |  | 0 |  | 0 | HOSPITAL | 29000 | 0 | 0 | 0 | 0 | 0 | 0 | 0 | 0 | 0 | 0 | 2019-06-01 | 1900-01-01 | 8 | [8 empty] | DIALYSIS CENTRE |  |  |  | 0 | 0 | [12 empty] | admin | 2024-12-12 14:25 |  | HD INTEGRA | ST-500 | ST-2016-025 |  |  |  | 1 | B | 1 |  | SUP100044 | JKS BIOMEDICAL SDN BHD | STOR 133223 (FA) | MALAYSIA |  | JKS BIOMEDICAL SDN BHD |  |  | 0 | 0 | 0 | 0 |  |  |  |  | 2016-06-26 | KPJ Ipoh Specialist Hospital | 3 | bar: APR; AUG; DEC
774 | H07B100774 | H07B100774 | 13460 | BEMS | B | - | ACT | N | H07 | BEMS | WEIGHING SCALES, CHAIR | WEIGHING SCALES, CHAIR | BA | DIALYSIS CENTRE | GF |  | 0 |  | 0 | HOSPITAL | 0 | 0 | 0 | 0 | 0 | 0 | 0 | 0 | 0 | 0 | 0 |  | 1900-01-01 | 2024 | [8 empty] | DIALYSIS CENTRE |  |  |  | 0 | 0 | [12 empty] | admin | 2024-12-12 14:25 |  | UWE | N/A | AN 012588 |  |  |  | 1 | B | 1 |  | SUP100044 | JKS BIOMEDICAL SDN BHD |  | CHINA |  | PRINCIP ENGINEERING |  |  | 0 | 0 | 0 | 0 |  |  |  |  | 2016-06-21 | KPJ Ipoh Specialist Hospital | 1 | bar: AUG
775 | H07B100775 | H07B100775 | 11073 | BEMS | B | - | ACT | N | H07 | BEMS | NIBP MONITOR | NIBP MONITOR | BA | DIALYSIS CENTRE | GF | ISH/BE/01593 | 0 |  | 0 | HOSPITAL | 7000 | 0 | 0 | 0 | 0 | 0 | 0 | 0 | 0 | 0 | 0 | 2021-05-01 | 1900-01-01 | 5 | [8 empty] | DIALYSIS CENTRE |  |  |  | 0 | 0 | [12 empty] | admin | 2024-12-12 14:25 |  | ADVANCED INST, US | VSM-300 | M19202450002 |  |  |  | 1 | B | 1 |  | SUN MEDICAL SYSTEMS SDN. BHD | SUN MEDICAL SYSTEMS SDN. BHD |  | CHINA |  | SUN MEDICAL SYSTEM SDN. BHD |  |  | 0 | 0 | 0 | 0 |  |  |  |  | 2019-07-05 | KPJ Ipoh Specialist Hospital | 1 | bar: APR
776 | H07B100776 | H07B100776 | 15053 | BEMS | B | - | ACT | C | H07 | BEMS | WHEEL CHAIR SCALE | WHEEL CHAIR SCALE | BA | DIALYSIS CENTRE | GF | ISH/BE/01663 | 0 |  | 0 | HOSPITAL | 9000 | 0 | 0 | 0 | 0 | 0 | 0 | 0 | 0 | 0 | 0 | 2022-10-01 | 1900-01-01 | 3 | [8 empty] | DIALYSIS CENTRE |  |  |  | 0 | 0 | [12 empty] | admin | 2024-12-12 14:25 |  | XCORE | W75 | NOH12977 |  |  |  | 1 | B | 1 |  | YKL HEALTHCARE SDN BHD | YKL HEALTHCARE SDN BHD |  | CHINA |  | YKL HEALTHCARE SDN BHD |  |  | 0 | 0 | 0 | 0 |  |  |  |  | 2021-10-14 | KPJ Ipoh Specialist Hospital | 1 | bar: AUG
777 | H07B100777 | H07B100777 | 12636 | BEMS | B | - | ACT | C | H07 | BEMS | VITAL SIGN MONITOR | VITAL SIGN MONITOR | BA | DIALYSIS CENTRE | GF | ISH/BE/01701 | 0 |  | 0 | HOSPITAL | 6800 | 0 | 0 | 0 | 0 | 0 | 0 | 0 | 0 | 0 | 0 | 2025-08-01 | 1900-01-01 | 2 | [8 empty] | DIALYSIS CENTRE |  |  |  | 0 | 0 | [12 empty] | admin | 2024-12-12 14:25 |  | MINDRAY | VS 8 | AS5-24001352 |  |  |  | 1 | B | 1 |  | LIFETRONIC SDN BHD | LIFETRONIC SDN BHD | STOR 204531 | CHINA |  | LIFETRONIC SDN BHD |  |  | 0 | 0 | 0 | 0 |  |  |  |  | 2022-08-18 | KPJ Ipoh Specialist Hospital | 2 | bar: FEB; AUG
778 | H07B100778 | H07B100778 | 17116 | BEMS | B | - | ACT | C | H07 | BEMS | DEFIBRILLATOR | DEFIBRILLATOR | BA | DIALYSIS CENTRE | GF | ISH/BE/01734 | 0 |  | 0 | HOSPITAL | 19800 | 0 | 0 | 0 | 0 | 0 | 0 | 0 | 0 | 0 | 0 | 2023-12-01 | 1900-01-01 | 2 | [8 empty] | DIALYSIS CENTRE |  |  |  | 0 | 0 | [12 empty] | admin | 2024-12-12 14:25 |  | PHILIPS HEALTHCARE | EFICIA DFM100 | CN32673220 |  |  |  | 1 | B | 1 |  | UMEDIC HEALTHCARE SDN BHD | UMEDIC HEALTHCARE SDN BHD | STOR 204567 | CHINA |  | UMEDIC HEALTHCARE SDN BHD |  |  | 0 | 0 | 0 | 0 |  |  |  |  | 2022-07-12 | KPJ Ipoh Specialist Hospital | 2 | bar: JAN; JUL
779 | H07B100779 | H07B100779 | 13460 | BEMS | B | - | ACT | N | H07 | BEMS | WEIGHING SCALES, CHAIR | WEIGHING SCALES, CHAIR | BA | DIALYSIS CENTRE | GF | ISH/BE/01868 | 0 |  | 0 | HOSPITAL | 5350 | 0 | 0 | 0 | 0 | 0 | 0 | 0 | 0 | 0 | 0 | 2024-06-07 | 1900-01-01 | 1 | [8 empty] | DIALYSIS CENTRE |  |  |  | 0 | 0 | [12 empty] | admin | 2024-12-12 14:25 |  | SECA | SECA 952 | 10000000946926 |  |  |  | 1 | B | 1 |  | HARMONI JAYA | HARMONI JAYA | STOR 210858 | USA |  | HARMONI JAYA |  |  | 0 | 0 | 0 | 0 |  |  |  |  | 2023-08-06 | KPJ Ipoh Specialist Hospital | 1 | bar: AUG
780 | H07B100780 | H07B100780 | 12636 | BEMS | B | - | ACT | C | H07 | BEMS | VITAL SIGN MONITOR | VITAL SIGN MONITOR | BA | DIALYSIS CENTRE | GF | ISH/BE/01877 | 0 |  | 0 | HOSPITAL | 6250 | 0 | 0 | 0 | 0 | 0 | 0 | 0 | 0 | 0 | 0 |  | 1900-01-01 | 1 | [8 empty] | DIALYSIS CENTRE |  |  |  | 0 | 0 | [12 empty] | admin | 2024-12-12 14:25 |  | NIHON KOHDEN | SVM-7260 | 01116 |  |  |  | 1 | B | 1 |  | STAR MEDICAL SYSTEM (M) SDN BHD | STAR MEDICAL SYSTEM (M) SDN BHD | STOR 214641 | JAPAN |  | STAR MEDICAL SYSTEM (M) SDN BHD |  |  | 0 | 0 | 0 | 0 |  |  |  |  | 2023-06-28 | KPJ Ipoh Specialist Hospital | 2 | bar: JUN; DEC
781 | H07B100781 | H07B100781 | 12636 | BEMS | B | - | ACT | C | H07 | BEMS | VITAL SIGN MONITOR | VITAL SIGN MONITOR | BA | DIALYSIS CENTRE | GF | ISH/BE/01878 | 0 |  | 0 | HOSPITAL | 6250 | 0 | 0 | 0 | 0 | 0 | 0 | 0 | 0 | 0 | 0 |  | 1900-01-01 | 1 | [8 empty] | DIALYSIS CENTRE |  |  |  | 0 | 0 | [12 empty] | admin | 2024-12-12 14:25 |  | NIHON KOHDEN | SVM-7260 | 01118 |  |  |  | 1 | B | 1 |  | STAR MEDICAL SYSTEM (M) SDN BHD | STAR MEDICAL SYSTEM (M) SDN BHD | STOR 214641 | JAPAN |  | STAR MEDICAL SYSTEM (M) SDN BHD |  |  | 0 | 0 | 0 | 0 |  |  |  |  | 2023-06-28 | KPJ Ipoh Specialist Hospital | 2 | bar: JUN; DEC
782 | H07B100782 | H07B100782 | 12636 | BEMS | B | - | ACT | C | H07 | BEMS | VITAL SIGN MONITOR | VITAL SIGN MONITOR | BA | DIALYSIS CENTRE | GF | ISH/BE/01879 | 0 |  | 0 | HOSPITAL | 6250 | 0 | 0 | 0 | 0 | 0 | 0 | 0 | 0 | 0 | 0 |  | 1900-01-01 | 1 | [8 empty] | DIALYSIS CENTRE |  |  |  | 0 | 0 | [12 empty] | admin | 2024-12-12 14:25 |  | NIHON KOHDEN | SVM-7260 | 01119 |  |  |  | 1 | B | 1 |  | STAR MEDICAL SYSTEM (M) SDN BHD | STAR MEDICAL SYSTEM (M) SDN BHD | STOR 214641 | JAPAN |  | STAR MEDICAL SYSTEM (M) SDN BHD |  |  | 0 | 0 | 0 | 0 |  |  |  |  | 2023-06-28 | KPJ Ipoh Specialist Hospital | 2 | bar: JUN; DEC
783 | H07B100783 | H07B100783 | 12636 | BEMS | B | - | ACT | C | H07 | BEMS | VITAL SIGN MONITOR | VITAL SIGN MONITOR | BA | DIALYSIS CENTRE | GF | ISH/BE/01904 | 0 |  | 0 | HOSPITAL | 6250 | 0 | 0 | 0 | 0 | 0 | 0 | 0 | 0 | 0 | 0 |  | 1900-01-01 | 1 | [8 empty] | DIALYSIS CENTRE |  |  |  | 0 | 0 | [12 empty] | admin | 2024-12-12 14:25 |  | NIHON KOHDEN | SVM-7260 | 01361 |  |  |  | 1 | B | 1 |  | STAR MEDICAL SYSTEM (M) SDN BHD | STAR MEDICAL SYSTEM (M) SDN BHD | STOR 215758 | JAPAN |  | STAR MEDICAL SYSTEM (M) SDN BHD |  |  | 0 | 0 | 0 | 0 |  |  |  |  | 2023-08-15 | KPJ Ipoh Specialist Hospital | 2 | bar: FEB; AUG
784 | H07B100784 | H07B100784 | 12636 | BEMS | B | - | ACT | C | H07 | BEMS | VITAL SIGN MONITOR | VITAL SIGN MONITOR | BA | DIALYSIS CENTRE | GF | ISH/BE/01905 | 0 |  | 0 | HOSPITAL | 6250 | 0 | 0 | 0 | 0 | 0 | 0 | 0 | 0 | 0 | 0 |  | 1900-01-01 | 1 | [8 empty] | DIALYSIS CENTRE |  |  |  | 0 | 0 | [12 empty] | admin | 2024-12-12 14:25 |  | NIHON KOHDEN | SVM-7260 | 01362 |  |  |  | 1 | B | 1 |  | STAR MEDICAL SYSTEM (M) SDN BHD | STAR MEDICAL SYSTEM (M) SDN BHD | STOR 215758 | JAPAN |  | STAR MEDICAL SYSTEM (M) SDN BHD |  |  | 0 | 0 | 0 | 0 |  |  |  |  | 2023-08-15 | KPJ Ipoh Specialist Hospital | 2 | bar: FEB; AUG
785 | H07B100785 | H07B100785 | 12636 | BEMS | B | - | ACT | C | H07 | BEMS | VITAL SIGN MONITOR | VITAL SIGN MONITOR | BA | DIALYSIS CENTRE | GF | ISH/BE/01906 | 0 |  | 0 | HOSPITAL | 6250 | 0 | 0 | 0 | 0 | 0 | 0 | 0 | 0 | 0 | 0 |  | 1900-01-01 | 1 | [8 empty] | DIALYSIS CENTRE |  |  |  | 0 | 0 | [12 empty] | admin | 2024-12-12 14:25 |  | NIHON KOHDEN | SVM-7260 | 01383 |  |  |  | 1 | B | 1 |  | STAR MEDICAL SYSTEM (M) SDN BHD | STAR MEDICAL SYSTEM (M) SDN BHD | STOR 215762 | JAPAN |  | STAR MEDICAL SYSTEM (M) SDN BHD |  |  | 0 | 0 | 0 | 0 |  |  |  |  | 2023-08-15 | KPJ Ipoh Specialist Hospital | 2 | bar: FEB; AUG
786 | H07B100786 | H07B100786 | 12636 | BEMS | B | - | ACT | C | H07 | BEMS | VITAL SIGN MONITOR | VITAL SIGN MONITOR | BA | DIALYSIS CENTRE | GF | ISH/BE/01907 | 0 |  | 0 | HOSPITAL | 6250 | 0 | 0 | 0 | 0 | 0 | 0 | 0 | 0 | 0 | 0 |  | 1900-01-01 | 1 | [8 empty] | DIALYSIS CENTRE |  |  |  | 0 | 0 | [12 empty] | admin | 2024-12-12 14:25 |  | NIHON KOHDEN | SVM-7260 | 01384 |  |  |  | 1 | B | 1 |  | STAR MEDICAL SYSTEM (M) SDN BHD | STAR MEDICAL SYSTEM (M) SDN BHD | STOR 215762 | JAPAN |  | STAR MEDICAL SYSTEM (M) SDN BHD |  |  | 0 | 0 | 0 | 0 |  |  |  |  | 2023-08-15 | KPJ Ipoh Specialist Hospital | 2 | bar: FEB; AUG
787 | H07B100787 | H07B100787 | 12636 | BEMS | B | - | ACT | C | H07 | BEMS | VITAL SIGN MONITOR | VITAL SIGN MONITOR | BA | DIALYSIS CENTRE | GF | ISH/BE/01908 | 0 |  | 0 | HOSPITAL | 6250 | 0 | 0 | 0 | 0 | 0 | 0 | 0 | 0 | 0 | 0 |  | 1900-01-01 | 1 | [8 empty] | DIALYSIS CENTRE |  |  |  | 0 | 0 | [12 empty] | admin | 2024-12-12 14:25 |  | NIHON KOHDEN | SVM-7260 | 01385 |  |  |  | 1 | B | 1 |  | STAR MEDICAL SYSTEM (M) SDN BHD | STAR MEDICAL SYSTEM (M) SDN BHD | STOR 215762 | JAPAN |  | STAR MEDICAL SYSTEM (M) SDN BHD |  |  | 0 | 0 | 0 | 0 |  |  |  |  | 2023-08-15 | KPJ Ipoh Specialist Hospital | 2 | bar: FEB; AUG
788 | H07B100788 | H07B100788 | 17116 | BEMS | B | - | ACT | C | H07 | BEMS | DEFIBRILLATORS | DEFIBRILLATORS | BA | DIALYSIS CENTRE | GF | ISH/BE/02017 | 0 |  | 0 | HOSPITAL | 24400 | 0 | 0 | 0 | 0 | 0 | 0 | 0 | 0 | 0 | 0 | 2025-05-19 | 1900-01-01 | 0 | [8 empty] | DIALYSIS CENTRE |  |  |  | 0 | 0 | [12 empty] | admin | 2024-12-12 14:25 |  | NIHON KOHDEN | TEC-5631 | 23773 |  |  |  | 1 | B | 1 |  | STAR MEDICAL SYSTEM (M) SDN BHD | STAR MEDICAL SYSTEM (M) SDN BHD | STOR 224599 | JAPAN |  | STAR MEDICAL SYSTEM (M) SDN BHD |  |  | 0 | 0 | 0 | 0 |  |  |  |  | 2024-05-20 | KPJ Ipoh Specialist Hospital | 2 | bar: MAY; NOV
789 | H07B100789 | H07B100789 | 10208 | BEMS | B | - | ACT | C | H07 | BEMS | ASPIRATOR | ASPIRATOR | BA | DIALYSIS CENTRE | GF | ISH/BE/02044 | 0 |  | 0 | HOSPITAL | 1400 | 0 | 0 | 0 | 0 | 0 | 0 | 0 | 0 | 0 | 0 | 2025-09-04 | 1900-01-01 | 0 | [8 empty] | DIALYSIS CENTRE |  |  |  | 0 | 0 | [12 empty] | admin | 2024-12-12 14:25 |  | CA-MI | NEW ASKIR 30 PROXIMITY | 8456 |  |  |  | 1 | B | 1 |  | SUP100026 | PRINCIP ENGINEERING | STOR 229889 | ITALY |  | PRINCIP ENGINEERING |  |  | 0 | 0 | 0 | 0 |  |  |  |  | 2024-09-05 | KPJ Ipoh Specialist Hospital | 1 | bar: SEP
790 | H07B100790 | H07B100790 | 10208 | BEMS | B | - | ACT | C | H07 | BEMS | ASPIRATOR | ASPIRATOR | BA | DIALYSIS CENTRE | GF | ISH/BE/02065 | 0 |  | 0 | HOSPITAL | 1400 | 0 | 0 | 0 | 0 | 0 | 0 | 0 | 0 | 0 | 0 | 2025-09-25 | 1900-01-01 | 0 | [8 empty] | DIALYSIS CENTRE |  |  |  | 0 | 0 | [12 empty] | admin | 2024-12-12 14:25 |  | CA-MI | NEW ASKIR 30 PROXIMITY | 8462 |  |  |  | 1 | B | 1 |  | SUP100026 | PRINCIP ENGINEERING | STOR 230476 | ITALY |  | PRINCIP ENGINEERING |  |  | 0 | 0 | 0 | 0 |  |  |  |  | 2024-09-26 | KPJ Ipoh Specialist Hospital | 1 | bar: SEP
791 | H07B100791 | H07B100791 | 12636 | BEMS | B | - | ACT | C | H07 | BEMS | VITAL SIGN MONITOR | VITAL SIGN MONITOR | BA | DIALYSIS CENTRE | GF | ISH/BE/02072 | 0 |  | 0 | HOSPITAL | 6800 | 0 | 0 | 0 | 0 | 0 | 0 | 0 | 0 | 0 | 0 | 2026-10-08 | 1900-01-01 | 0 | [8 empty] | DIALYSIS CENTRE |  |  |  | 0 | 0 | [12 empty] | admin | 2024-12-12 14:25 |  | NIHON KOHDEN | SVM-7260 | 01679 |  |  |  | 1 | B | 1 |  | STAR MEDICAL SYSTEM (M) SDN BHD | STAR MEDICAL SYSTEM (M) SDN BHD | STOR 229260 | JAPAN |  | STAR MEDICAL SYSTEM (M) SDN BHD |  |  | 0 | 0 | 0 | 0 |  |  |  |  | 2024-10-09 | KPJ Ipoh Specialist Hospital | 2 | bar: APR; OCT
792 | H07B100792 | H07B100792 | 12636 | BEMS | B | - | ACT | C | H07 | BEMS | VITAL SIGN MONITOR | VITAL SIGN MONITOR | BA | DIALYSIS CENTRE | GF | ISH/BE/02073 | 0 |  | 0 | HOSPITAL | 6800 | 0 | 0 | 0 | 0 | 0 | 0 | 0 | 0 | 0 | 0 | 2026-10-08 | 1900-01-01 | 0 | [8 empty] | DIALYSIS CENTRE |  |  |  | 0 | 0 | [12 empty] | admin | 2024-12-12 14:25 |  | NIHON KOHDEN | SVM-7260 | 01705 |  |  |  | 1 | B | 1 |  | STAR MEDICAL SYSTEM (M) SDN BHD | STAR MEDICAL SYSTEM (M) SDN BHD | STOR 229260 | JAPAN |  | STAR MEDICAL SYSTEM (M) SDN BHD |  |  | 0 | 0 | 0 | 0 |  |  |  |  | 2024-10-09 | KPJ Ipoh Specialist Hospital | 2 | bar: APR; OCT
793 | H07B100793 | H07B100793 | 12636 | BEMS | B | - | ACT | C | H07 | BEMS | VITAL SIGN MONITOR | VITAL SIGN MONITOR | BA | DIALYSIS CENTRE | GF | ISH/BE/02074 | 0 |  | 0 | HOSPITAL | 6800 | 0 | 0 | 0 | 0 | 0 | 0 | 0 | 0 | 0 | 0 | 2026-10-08 | 1900-01-01 | 0 | [8 empty] | DIALYSIS CENTRE |  |  |  | 0 | 0 | [12 empty] | admin | 2024-12-12 14:25 |  | NIHON KOHDEN | SVM-7260 | 01706 |  |  |  | 1 | B | 1 |  | STAR MEDICAL SYSTEM (M) SDN BHD | STAR MEDICAL SYSTEM (M) SDN BHD | STOR 229260 | JAPAN |  | STAR MEDICAL SYSTEM (M) SDN BHD |  |  | 0 | 0 | 0 | 0 |  |  |  |  | 2024-10-09 | KPJ Ipoh Specialist Hospital | 2 | bar: APR; OCT
116 | H07B100116 | H07B100116 | 13461 | BEMS | B | - | ACT | N | H07 | BEMS | WEIGHING SCALES | WEIGHING SCALES | BA | DIALYSIS CENTRE | L01 | ISH/BE/01523 | 0 |  | 0 | HOSPITAL | 5800 | 0 | 0 | 0 | 0 | 0 | 0 | 0 | 0 | 0 | 0 | 2018-07-01 | 1900-01-01 | 7 | [8 empty] | ICU |  |  |  | 0 | 0 | [12 empty] | admin | 2024-12-12 14:25 |  | NKR | FM-300 | NKB 10088 | INTENSIVE CARE UNIT SERVICES |  |  | 1 | B | 1 |  | JKS BIOMDICAL SDN BHD | JKS BIOMDICAL SDN BHD | STOR 143300 (FA) | JAPAN |  | PRINCIP ENGINEERING |  |  | 0 | 0 | 0 | 0 |  |  |  |  | 2017-07-17 | KPJ Ipoh Specialist Hospital | 1 | bar: AUG
795 | H07B100795 | H07B100795 | 11218 | BEMS | B | - | ACT | C | H07 | BEMS | HAEMODIALYSIS MACHINE | HAEMODIALYSIS MACHINE | BA | DIALYSIS CENTRE | GF | ISH/BE/01437 | 0 |  | 0 | HOSPITAL | 36000 | 0 | 0 | 0 | 0 | 0 | 0 | 0 | 0 | 0 | 0 | 2019-06-01 | 1900-01-01 | 8 | [8 empty] | DIALYSIS CENTRE |  |  |  | 0 | 0 | [12 empty] | admin | 2024-12-12 14:25 |  | NIKKISO | DBB-27 | J1510712 |  |  |  | 1 | B | 1 |  | SUP100044 | JKS BIOMEDICAL SDN BHD | STOR 13323 (FA) | JAPAN |  | CYMED SDN BHD |  |  | 0 | 0 | 0 | 0 |  |  |  |  | 2016-06-21 | KPJ Ipoh Specialist Hospital | 3 | bar: MAR; JUL; NOV
796 | H07B100796 | H07B100796 | 11218 | BEMS | B | - | ACT | N | H07 | BEMS | HAEMODIALYSIS MACHINE | HAEMODIALYSIS MACHINE | BA | DIALYSIS CENTRE | GF | ISH/BE/01438 | 0 |  | 0 | HOSPITAL | 36000 | 0 | 0 | 0 | 0 | 0 | 0 | 0 | 0 | 0 | 0 | 2019-06-01 | 1900-01-01 | 8 | [8 empty] | DIALYSIS CENTRE |  |  |  | 0 | 0 | [12 empty] | admin | 2024-12-12 14:25 |  | NIKKISO | DBB-27 | J1512341 |  |  |  | 1 | B | 1 |  | SUP100044 | JKS BIOMEDICAL SDN BHD | STOR 13323 (FA) | JAPAN |  | CYMED SDN BHD |  |  | 0 | 0 | 0 | 0 |  |  |  |  | 2016-06-21 | KPJ Ipoh Specialist Hospital | 3 | bar: MAR; JUL; NOV
797 | H07B100797 | H07B100797 | 11218 | BEMS | B | - | ACT | C | H07 | BEMS | HAEMODIALYSIS MACHINE | HAEMODIALYSIS MACHINE | BA | DIALYSIS CENTRE | GF | ISH/BE/01439 | 0 |  | 0 | HOSPITAL | 36000 | 0 | 0 | 0 | 0 | 0 | 0 | 0 | 0 | 0 | 0 | 2019-06-01 | 1900-01-01 | 8 | [8 empty] | DIALYSIS CENTRE |  |  |  | 0 | 0 | [12 empty] | admin | 2024-12-12 14:25 |  | NIKKISO | DBB-27 | J1603111 |  |  |  | 1 | B | 1 |  | SUP100044 | JKS BIOMEDICAL SDN BHD | STOR 13323 (FA) | JAPAN |  | CYMED SDN BHD |  |  | 0 | 0 | 0 | 0 |  |  |  |  | 2016-06-21 | KPJ Ipoh Specialist Hospital | 3 | bar: MAR; JUL; NOV
798 | H07B100798 | H07B100798 | 11218 | BEMS | B | - | ACT | C | H07 | BEMS | HAEMODIALYSIS MACHINE | HAEMODIALYSIS MACHINE | BA | DIALYSIS CENTRE | GF | ISH/BE/01440 | 0 |  | 0 | HOSPITAL | 36000 | 0 | 0 | 0 | 0 | 0 | 0 | 0 | 0 | 0 | 0 | 2019-06-01 | 1900-01-01 | 8 | [8 empty] | DIALYSIS CENTRE |  |  |  | 0 | 0 | [12 empty] | admin | 2024-12-12 14:25 |  | NIKKISO | DBB-27 | J1509724 |  |  |  | 1 | B | 1 |  | SUP100044 | JKS BIOMEDICAL SDN BHD | STOR 13323 (FA) | JAPAN |  | CYMED SDN BHD |  |  | 0 | 0 | 0 | 0 |  |  |  |  | 2016-06-21 | KPJ Ipoh Specialist Hospital | 3 | bar: MAR; JUL; NOV
799 | H07B100799 | H07B100799 | 11218 | BEMS | B | - | ACT | C | H07 | BEMS | HAEMODIALYSIS MACHINE | HAEMODIALYSIS MACHINE | BA | DIALYSIS CENTRE | GF | ISH/BE/01441 | 0 |  | 0 | HOSPITAL | 36000 | 0 | 0 | 0 | 0 | 0 | 0 | 0 | 0 | 0 | 0 | 2019-06-01 | 1900-01-01 | 8 | [8 empty] | DIALYSIS CENTRE |  |  |  | 0 | 0 | [12 empty] | admin | 2024-12-12 14:25 |  | NIKKISO | DBB-27 | J1509889 |  |  |  | 1 | B | 1 |  | SUP100044 | JKS BIOMEDICAL SDN BHD | STOR 13323 (FA) | JAPAN |  | CYMED SDN BHD |  |  | 0 | 0 | 0 | 0 |  |  |  |  | 2016-06-21 | KPJ Ipoh Specialist Hospital | 3 | bar: MAR; JUL; NOV
800 | H07B100800 | H07B100800 | 11218 | BEMS | B | - | ACT | C | H07 | BEMS | HAEMODIALYSIS MACHINE | HAEMODIALYSIS MACHINE | BA | DIALYSIS CENTRE | GF | ISH/BE/01442 | 0 |  | 0 | HOSPITAL | 36000 | 0 | 0 | 0 | 0 | 0 | 0 | 0 | 0 | 0 | 0 | 2019-06-01 | 1900-01-01 | 8 | [8 empty] | DIALYSIS CENTRE |  |  |  | 0 | 0 | [12 empty] | admin | 2024-12-12 14:25 |  | NIKKISO | DBB-27 | J1509887 |  |  |  | 1 | B | 1 |  | SUP100044 | JKS BIOMEDICAL SDN BHD | STOR 13323 (FA) | JAPAN |  | CYMED SDN BHD |  |  | 0 | 0 | 0 | 0 |  |  |  |  | 2016-06-21 | KPJ Ipoh Specialist Hospital | 3 | bar: MAR; JUL; NOV
801 | H07B100801 | H07B100801 | 11218 | BEMS | B | - | ACT | C | H07 | BEMS | HAEMODIALYSIS MACHINE | HAEMODIALYSIS MACHINE | BA | DIALYSIS CENTRE | GF | ISH/BE/01443 | 0 |  | 0 | HOSPITAL | 36000 | 0 | 0 | 0 | 0 | 0 | 0 | 0 | 0 | 0 | 0 | 2019-06-01 | 1900-01-01 | 8 | [8 empty] | DIALYSIS CENTRE |  |  |  | 0 | 0 | [12 empty] | admin | 2024-12-12 14:25 |  | NIKKISO | DBB-27 | J1509727 |  |  |  | 1 | B | 1 |  | SUP100044 | JKS BIOMEDICAL SDN BHD | STOR 13323 (FA) | JAPAN |  | CYMED SDN BHD |  |  | 0 | 0 | 0 | 0 |  |  |  |  | 2016-06-21 | KPJ Ipoh Specialist Hospital | 3 | bar: MAR; JUL; NOV
802 | H07B100802 | H07B100802 | 11218 | BEMS | B | - | ACT | C | H07 | BEMS | HAEMODIALYSIS MACHINE | HAEMODIALYSIS MACHINE | BA | DIALYSIS CENTRE | GF | ISH/BE/01444 | 0 |  | 0 | HOSPITAL | 36000 | 0 | 0 | 0 | 0 | 0 | 0 | 0 | 0 | 0 | 0 | 2019-06-01 | 1900-01-01 | 8 | [8 empty] | DIALYSIS CENTRE |  |  |  | 0 | 0 | [12 empty] | admin | 2024-12-12 14:25 |  | NIKKISO | DBB-27 | J1512338 |  |  |  | 1 | B | 1 |  | SUP100044 | JKS BIOMEDICAL SDN BHD | STOR 13323 (FA) | JAPAN |  | CYMED SDN BHD |  |  | 0 | 0 | 0 | 0 |  |  |  |  | 2016-06-21 | KPJ Ipoh Specialist Hospital | 3 | bar: MAR; JUL; NOV
803 | H07B100803 | H07B100803 | 11218 | BEMS | B | - | ACT | C | H07 | BEMS | HAEMODIALYSIS MACHINE | HAEMODIALYSIS MACHINE | BA | DIALYSIS CENTRE | GF | ISH/BE/01445 | 0 |  | 0 | HOSPITAL | 36000 | 0 | 0 | 0 | 0 | 0 | 0 | 0 | 0 | 0 | 0 | 2019-06-01 | 1900-01-01 | 8 | [8 empty] | DIALYSIS CENTRE |  |  |  | 0 | 0 | [12 empty] | admin | 2024-12-12 14:25 |  | NIKKISO | DBB-27 | J1512340 |  |  |  | 1 | B | 1 |  | SUP100044 | JKS BIOMEDICAL SDN BHD | STOR 13323 (FA) | JAPAN |  | CYMED SDN BHD |  |  | 0 | 0 | 0 | 0 |  |  |  |  | 2016-06-21 | KPJ Ipoh Specialist Hospital | 3 | bar: MAR; JUL; NOV
804 | H07B100804 | H07B100804 | 11218 | BEMS | B | - | ACT | C | H07 | BEMS | HAEMODIALYSIS MACHINE | HAEMODIALYSIS MACHINE | BA | DIALYSIS CENTRE | GF | ISH/BE/01446 | 0 |  | 0 | HOSPITAL | 36000 | 0 | 0 | 0 | 0 | 0 | 0 | 0 | 0 | 0 | 0 | 2019-06-01 | 1900-01-01 | 8 | [8 empty] | DIALYSIS CENTRE |  |  |  | 0 | 0 | [12 empty] | admin | 2024-12-12 14:25 |  | NIKKISO | DBB-27 | J1512339 |  |  |  | 1 | B | 1 |  | SUP100044 | JKS BIOMEDICAL SDN BHD | STOR 13323 (FA) | JAPAN |  | CYMED SDN BHD |  |  | 0 | 0 | 0 | 0 |  |  |  |  | 2016-06-21 | KPJ Ipoh Specialist Hospital | 3 | bar: MAR; JUL; NOV
805 | H07B100805 | H07B100805 | 11218 | BEMS | B | - | ACT | C | H07 | BEMS | HAEMODIALYSIS MACHINE | HAEMODIALYSIS MACHINE | BA | DIALYSIS CENTRE | GF | ISH/BE/01447 | 0 |  | 0 | HOSPITAL | 36000 | 0 | 0 | 0 | 0 | 0 | 0 | 0 | 0 | 0 | 0 | 2019-06-01 | 1900-01-01 | 8 | [8 empty] | DIALYSIS CENTRE |  |  |  | 0 | 0 | [12 empty] | admin | 2024-12-12 14:25 |  | NIKKISO | DBB-27 | J1509191 |  |  |  | 1 | B | 1 |  | SUP100044 | JKS BIOMEDICAL SDN BHD | STOR 13323 (FA) | JAPAN |  | CYMED SDN BHD |  |  | 0 | 0 | 0 | 0 |  |  |  |  | 2016-06-21 | KPJ Ipoh Specialist Hospital | 3 | bar: MAR; JUL; NOV
806 | H07B100806 | H07B100806 | 11218 | BEMS | B | - | ACT | C | H07 | BEMS | HAEMODIALYSIS MACHINE | HAEMODIALYSIS MACHINE | BA | DIALYSIS CENTRE | GF | ISH/BE/01448 | 0 |  | 0 | HOSPITAL | 36000 | 0 | 0 | 0 | 0 | 0 | 0 | 0 | 0 | 0 | 0 | 2019-06-01 | 1900-01-01 | 8 | [8 empty] | DIALYSIS CENTRE |  |  |  | 0 | 0 | [12 empty] | admin | 2024-12-12 14:25 |  | NIKKISO | DBB-27 | J1512300 |  |  |  | 1 | B | 1 |  | SUP100044 | JKS BIOMEDICAL SDN BHD | STOR 13323 (FA) | JAPAN |  | CYMED SDN BHD |  |  | 0 | 0 | 0 | 0 |  |  |  |  | 2016-06-21 | KPJ Ipoh Specialist Hospital | 3 | bar: MAR; JUL; NOV
807 | H07B100807 | H07B100807 | 11218 | BEMS | B | - | ACT | C | H07 | BEMS | HAEMODIALYSIS MACHINE | HAEMODIALYSIS MACHINE | BA | DIALYSIS CENTRE | GF | ISH/BE/01449 | 0 |  | 0 | HOSPITAL | 36000 | 0 | 0 | 0 | 0 | 0 | 0 | 0 | 0 | 0 | 0 | 2019-06-01 | 1900-01-01 | 8 | [8 empty] | DIALYSIS CENTRE |  |  |  | 0 | 0 | [12 empty] | admin | 2024-12-12 14:25 |  | NIKKISO | DBB-27 | J1509498 |  |  |  | 1 | B | 1 |  | SUP100044 | JKS BIOMEDICAL SDN BHD | STOR 13323 (FA) | JAPAN |  | CYMED SDN BHD |  |  | 0 | 0 | 0 | 0 |  |  |  |  | 2016-06-21 | KPJ Ipoh Specialist Hospital | 3 | bar: MAR; JUL; NOV
808 | H07B100808 | H07B100808 | 11218 | BEMS | B | - | ACT | C | H07 | BEMS | HAEMODIALYSIS MACHINE | HAEMODIALYSIS MACHINE | BA | DIALYSIS CENTRE | GF | ISH/BE/01450 | 0 |  | 0 | HOSPITAL | 36000 | 0 | 0 | 0 | 0 | 0 | 0 | 0 | 0 | 0 | 0 | 2019-06-01 | 1900-01-01 | 8 | [8 empty] | DIALYSIS CENTRE |  |  |  | 0 | 0 | [12 empty] | admin | 2024-12-12 14:25 |  | NIKKISO | DBB-27 | J1510709 |  |  |  | 1 | B | 1 |  | SUP100044 | JKS BIOMEDICAL SDN BHD | STOR 13323 (FA) | JAPAN |  | CYMED SDN BHD |  |  | 0 | 0 | 0 | 0 |  |  |  |  | 2016-06-21 | KPJ Ipoh Specialist Hospital | 3 | bar: MAR; JUL; NOV
809 | H07B100809 | H07B100809 | 11218 | BEMS | B | - | ACT | C | H07 | BEMS | HAEMODIALYSIS MACHINE | HAEMODIALYSIS MACHINE | BA | DIALYSIS CENTRE | GF | ISH/BE/01451 | 0 |  | 0 | HOSPITAL | 36000 | 0 | 0 | 0 | 0 | 0 | 0 | 0 | 0 | 0 | 0 | 2019-06-01 | 1900-01-01 | 8 | [8 empty] | DIALYSIS CENTRE |  |  |  | 0 | 0 | [12 empty] | admin | 2024-12-12 14:25 |  | NIKKISO | DBB-27 | J1603110 |  |  |  | 1 | B | 1 |  | SUP100044 | JKS BIOMEDICAL SDN BHD | STOR 13323 (FA) | JAPAN |  | CYMED SDN BHD |  |  | 0 | 0 | 0 | 0 |  |  |  |  | 2016-06-21 | KPJ Ipoh Specialist Hospital | 3 | bar: MAR; JUL; NOV
810 | H07B100810 | H07B100810 | 11218 | BEMS | B | - | ACT | C | H07 | BEMS | HAEMODIALYSIS MACHINE | HAEMODIALYSIS MACHINE | BA | DIALYSIS CENTRE | GF | ISH/BE/01452 | 0 |  | 0 | HOSPITAL | 36000 | 0 | 0 | 0 | 0 | 0 | 0 | 0 | 0 | 0 | 0 | 2019-08-01 | 1900-01-01 | 8 | [8 empty] | DIALYSIS CENTRE |  |  |  | 0 | 0 | [12 empty] | admin | 2024-12-12 14:25 |  | NIKKISO | DBB-27 | J1604740 |  |  |  | 1 | B | 1 |  | SUP100044 | JKS BIOMEDICAL SDN BHD | STOR 13323 (FA) | JAPAN |  | CYMED SDN BHD |  |  | 0 | 0 | 0 | 0 |  |  |  |  | 2016-08-15 | KPJ Ipoh Specialist Hospital | 3 | bar: APR; AUG; DEC
811 | H07B100811 | H07B100811 | 11218 | BEMS | B | - | ACT | C | H07 | BEMS | HAEMODIALYSIS MACHINE | HAEMODIALYSIS MACHINE | BA | DIALYSIS CENTRE | GF | ISH/BE/01453 | 0 |  | 0 | HOSPITAL | 36000 | 0 | 0 | 0 | 0 | 0 | 0 | 0 | 0 | 0 | 0 | 2019-08-01 | 1900-01-01 | 8 | [8 empty] | DIALYSIS CENTRE |  |  |  | 0 | 0 | [12 empty] | admin | 2024-12-12 14:25 |  | NIKKISO | DBB-27 | J1604741 |  |  |  | 1 | B | 1 |  | SUP100044 | JKS BIOMEDICAL SDN BHD | STOR 13323 (FA) | JAPAN |  | CYMED SDN BHD |  |  | 0 | 0 | 0 | 0 |  |  |  |  | 2016-08-15 | KPJ Ipoh Specialist Hospital | 3 | bar: APR; AUG; DEC
812 | H07B100812 | H07B100812 | 11218 | BEMS | B | - | ACT | C | H07 | BEMS | HAEMODIALYSIS MACHINE | HAEMODIALYSIS MACHINE | BA | DIALYSIS CENTRE | GF | ISH/BE/01454 | 0 |  | 0 | HOSPITAL | 36000 | 0 | 0 | 0 | 0 | 0 | 0 | 0 | 0 | 0 | 0 | 2019-08-01 | 1900-01-01 | 8 | [8 empty] | DIALYSIS CENTRE |  |  |  | 0 | 0 | [12 empty] | admin | 2024-12-12 14:25 |  | NIKKISO | DBB-27 | J1604742 |  |  |  | 1 | B | 1 |  | SUP100044 | JKS BIOMEDICAL SDN BHD | STOR 13323 (FA) | JAPAN |  | CYMED SDN BHD |  |  | 0 | 0 | 0 | 0 |  |  |  |  | 2016-08-15 | KPJ Ipoh Specialist Hospital | 3 | bar: APR; AUG; DEC
813 | H07B100813 | H07B100813 | 11218 | BEMS | B | - | ACT | C | H07 | BEMS | HAEMODIALYSIS MACHINE | HAEMODIALYSIS MACHINE | BA | DIALYSIS CENTRE | GF | ISH/BE/01455 | 0 |  | 0 | HOSPITAL | 36000 | 0 | 0 | 0 | 0 | 0 | 0 | 0 | 0 | 0 | 0 | 2019-08-01 | 1900-01-01 | 8 | [8 empty] | DIALYSIS CENTRE |  |  |  | 0 | 0 | [12 empty] | admin | 2024-12-12 14:25 |  | NIKKISO | DBB-27 | J1604743 |  |  |  | 1 | B | 1 |  | SUP100044 | JKS BIOMEDICAL SDN BHD | STOR 13323 (FA) | JAPAN |  | CYMED SDN BHD |  |  | 0 | 0 | 0 | 0 |  |  |  |  | 2016-08-15 | KPJ Ipoh Specialist Hospital | 3 | bar: APR; AUG; DEC
814 | H07B100814 | H07B100814 | 11218 | BEMS | B | - | ACT | C | H07 | BEMS | HAEMODIALYSIS MACHINE | HAEMODIALYSIS MACHINE | BA | DIALYSIS CENTRE | GF | ISH/BE/01456 | 0 |  | 0 | HOSPITAL | 36000 | 0 | 0 | 0 | 0 | 0 | 0 | 0 | 0 | 0 | 0 | 2019-08-01 | 1900-01-01 | 8 | [8 empty] | DIALYSIS CENTRE |  |  |  | 0 | 0 | [12 empty] | admin | 2024-12-12 14:25 |  | NIKKISO | DBB-27 | J1604744 |  |  |  | 1 | B | 1 |  | SUP100044 | JKS BIOMEDICAL SDN BHD | STOR 13323 (FA) | JAPAN |  | CYMED SDN BHD |  |  | 0 | 0 | 0 | 0 |  |  |  |  | 2016-08-15 | KPJ Ipoh Specialist Hospital | 3 | bar: APR; AUG; DEC
815 | H07B100815 | H07B100815 | 11218 | BEMS | B | - | ACT | C | H07 | BEMS | HAEMODIALYSIS MACHINE | HAEMODIALYSIS MACHINE | BA | DIALYSIS CENTRE | GF | ISH/BE/01457 | 0 |  | 0 | HOSPITAL | 36000 | 0 | 0 | 0 | 0 | 0 | 0 | 0 | 0 | 0 | 0 | 2019-08-01 | 1900-01-01 | 8 | [8 empty] | DIALYSIS CENTRE |  |  |  | 0 | 0 | [12 empty] | admin | 2024-12-12 14:25 |  | NIKKISO | DBB-27 | J1604823 |  |  |  | 1 | B | 1 |  | SUP100044 | JKS BIOMEDICAL SDN BHD | STOR 13323 (FA) | JAPAN |  | CYMED SDN BHD |  |  | 0 | 0 | 0 | 0 |  |  |  |  | 2016-08-15 | KPJ Ipoh Specialist Hospital | 3 | bar: APR; AUG; DEC
816 | H07B100816 | H07B100816 | 11218 | BEMS | B | - | ACT | C | H07 | BEMS | HAEMODIALYSIS MACHINE | HAEMODIALYSIS MACHINE | BA | DIALYSIS CENTRE | GF | ISH/BE/01458 | 0 |  | 0 | HOSPITAL | 36000 | 0 | 0 | 0 | 0 | 0 | 0 | 0 | 0 | 0 | 0 | 2019-08-01 | 1900-01-01 | 8 | [8 empty] | DIALYSIS CENTRE |  |  |  | 0 | 0 | [12 empty] | admin | 2024-12-12 14:25 |  | NIKKISO | DBB-27 | J1604824 |  |  |  | 1 | B | 1 |  | SUP100044 | JKS BIOMEDICAL SDN BHD | STOR 13323 (FA) | JAPAN |  | CYMED SDN BHD |  |  | 0 | 0 | 0 | 0 |  |  |  |  | 2016-08-15 | KPJ Ipoh Specialist Hospital | 3 | bar: APR; AUG; DEC
817 | H07B100817 | H07B100817 | 11218 | BEMS | B | - | ACT | C | H07 | BEMS | HAEMODIALYSIS MACHINE | HAEMODIALYSIS MACHINE | BA | DIALYSIS CENTRE | GF | ISH/BE/01459 | 0 |  | 0 | HOSPITAL | 36000 | 0 | 0 | 0 | 0 | 0 | 0 | 0 | 0 | 0 | 0 | 2019-08-01 | 1900-01-01 | 8 | [8 empty] | DIALYSIS CENTRE |  |  |  | 0 | 0 | [12 empty] | admin | 2024-12-12 14:25 |  | NIKKISO | DBB-27 | J1604825 |  |  |  | 1 | B | 1 |  | SUP100044 | JKS BIOMEDICAL SDN BHD | STOR 13323 (FA) | JAPAN |  | CYMED SDN BHD |  |  | 0 | 0 | 0 | 0 |  |  |  |  | 2016-08-15 | KPJ Ipoh Specialist Hospital | 3 | bar: APR; AUG; DEC
818 | H07B100818 | H07B100818 | 11218 | BEMS | B | - | ACT | C | H07 | BEMS | HAEMODIALYSIS MACHINE | HAEMODIALYSIS MACHINE | BA | DIALYSIS CENTRE | GF | ISH/BE/01460 | 0 |  | 0 | HOSPITAL | 36000 | 0 | 0 | 0 | 0 | 0 | 0 | 0 | 0 | 0 | 0 | 2019-08-01 | 1900-01-01 | 8 | [8 empty] | DIALYSIS CENTRE |  |  |  | 0 | 0 | [12 empty] | admin | 2024-12-12 14:25 |  | NIKKISO | DBB-27 | J1604826 |  |  |  | 1 | B | 1 |  | SUP100044 | JKS BIOMEDICAL SDN BHD | STOR 13323 (FA) | JAPAN |  | CYMED SDN BHD |  |  | 0 | 0 | 0 | 0 |  |  |  |  | 2016-08-15 | KPJ Ipoh Specialist Hospital | 3 | bar: APR; AUG; DEC
819 | H07B100819 | H07B100819 | 11218 | BEMS | B | - | ACT | C | H07 | BEMS | HAEMODIALYSIS MACHINE | HAEMODIALYSIS MACHINE | BA | DIALYSIS CENTRE | GF | ISH/BE/01461 | 0 |  | 0 | HOSPITAL | 36000 | 0 | 0 | 0 | 0 | 0 | 0 | 0 | 0 | 0 | 0 | 2019-08-01 | 1900-01-01 | 8 | [8 empty] | DIALYSIS CENTRE |  |  |  | 0 | 0 | [12 empty] | admin | 2024-12-12 14:25 |  | NIKKISO | DBB-27 | J1604827 |  |  |  | 1 | B | 1 |  | SUP100044 | JKS BIOMEDICAL SDN BHD | STOR 13323 (FA) | JAPAN |  | CYMED SDN BHD |  |  | 0 | 0 | 0 | 0 |  |  |  |  | 2016-08-15 | KPJ Ipoh Specialist Hospital | 3 | bar: APR; AUG; DEC
820 | H07B100820 | H07B100820 | 11218 | BEMS | B | - | ACT | C | H07 | BEMS | HAEMODIALYSIS MACHINE | HAEMODIALYSIS MACHINE | BA | DIALYSIS CENTRE | GF | ISH/BE/01462 | 0 |  | 0 | HOSPITAL | 36000 | 0 | 0 | 0 | 0 | 0 | 0 | 0 | 0 | 0 | 0 | 2019-08-01 | 1900-01-01 | 8 | [8 empty] | DIALYSIS CENTRE |  |  |  | 0 | 0 | [12 empty] | admin | 2024-12-12 14:25 |  | NIKKISO | DBB-27 | J1604876 |  |  |  | 1 | B | 1 |  | SUP100044 | JKS BIOMEDICAL SDN BHD | STOR 13323 (FA) | JAPAN |  | CYMED SDN BHD |  |  | 0 | 0 | 0 | 0 |  |  |  |  | 2016-08-15 | KPJ Ipoh Specialist Hospital | 3 | bar: APR; AUG; DEC
821 | H07B100821 | H07B100821 | 11218 | BEMS | B | - | ACT | C | H07 | BEMS | HAEMODIALYSIS MACHINE | HAEMODIALYSIS MACHINE | BA | DIALYSIS CENTRE | GF | ISH/BE/01463 | 0 |  | 0 | HOSPITAL | 36000 | 0 | 0 | 0 | 0 | 0 | 0 | 0 | 0 | 0 | 0 | 2019-08-01 | 1900-01-01 | 8 | [8 empty] | DIALYSIS CENTRE |  |  |  | 0 | 0 | [12 empty] | admin | 2024-12-12 14:25 |  | NIKKISO | DBB-27 | J1604877 |  |  |  | 1 | B | 1 |  | SUP100044 | JKS BIOMEDICAL SDN BHD | STOR 13323 (FA) | JAPAN |  | CYMED SDN BHD |  |  | 0 | 0 | 0 | 0 |  |  |  |  | 2016-08-15 | KPJ Ipoh Specialist Hospital | 3 | bar: APR; AUG; DEC
822 | H07B100822 | H07B100822 | 11218 | BEMS | B | - | ACT | C | H07 | BEMS | HAEMODIALYSIS MACHINE | HAEMODIALYSIS MACHINE | BA | DIALYSIS CENTRE | GF | ISH/BE/01464 | 0 |  | 0 | HOSPITAL | 36000 | 0 | 0 | 0 | 0 | 0 | 0 | 0 | 0 | 0 | 0 | 2019-08-01 | 1900-01-01 | 8 | [8 empty] | DIALYSIS CENTRE |  |  |  | 0 | 0 | [12 empty] | admin | 2024-12-12 14:25 |  | NIKKISO | DBB-27 | J1604878 |  |  |  | 1 | B | 1 |  | SUP100044 | JKS BIOMEDICAL SDN BHD | STOR 13323 (FA) | JAPAN |  | CYMED SDN BHD |  |  | 0 | 0 | 0 | 0 |  |  |  |  | 2016-08-15 | KPJ Ipoh Specialist Hospital | 3 | bar: APR; AUG; DEC
823 | H07B100823 | H07B100823 | 11218 | BEMS | B | - | ACT | C | H07 | BEMS | HAEMODIALYSIS MACHINE | HAEMODIALYSIS MACHINE | BA | DIALYSIS CENTRE | GF | ISH/BE/01465 | 0 |  | 0 | HOSPITAL | 36000 | 0 | 0 | 0 | 0 | 0 | 0 | 0 | 0 | 0 | 0 | 2019-08-01 | 1900-01-01 | 8 | [8 empty] | DIALYSIS CENTRE |  |  |  | 0 | 0 | [12 empty] | admin | 2024-12-12 14:25 |  | NIKKISO | DBB-27 | J1604879 |  |  |  | 1 | B | 1 |  | SUP100044 | JKS BIOMEDICAL SDN BHD | STOR 13323 (FA) | JAPAN |  | CYMED SDN BHD |  |  | 0 | 0 | 0 | 0 |  |  |  |  | 2016-08-15 | KPJ Ipoh Specialist Hospital | 3 | bar: APR; AUG; DEC
824 | H07B100824 | H07B100824 | 11218 | BEMS | B | - | ACT | C | H07 | BEMS | HAEMODIALYSIS MACHINE | HAEMODIALYSIS MACHINE | BA | DIALYSIS CENTRE | GF | ISH/BE/01466 | 0 |  | 0 | HOSPITAL | 36000 | 0 | 0 | 0 | 0 | 0 | 0 | 0 | 0 | 0 | 0 | 2019-08-01 | 1900-01-01 | 8 | [8 empty] | DIALYSIS CENTRE |  |  |  | 0 | 0 | [12 empty] | admin | 2024-12-12 14:25 |  | NIKKISO | DBB-27 | J1604880 |  |  |  | 1 | B | 1 |  | SUP100044 | JKS BIOMEDICAL SDN BHD | STOR 13323 (FA) | JAPAN |  | CYMED SDN BHD |  |  | 0 | 0 | 0 | 0 |  |  |  |  | 2016-08-15 | KPJ Ipoh Specialist Hospital | 3 | bar: APR; AUG; DEC
825 | H07B100825 | H07B100825 | 11218 | BEMS | B | - | ACT | C | H07 | BEMS | HAEMODIALYSIS MACHINE | HAEMODIALYSIS MACHINE | BA | DIALYSIS CENTRE | GF | ISH/BE/01467 | 0 |  | 0 | HOSPITAL | 36000 | 0 | 0 | 0 | 0 | 0 | 0 | 0 | 0 | 0 | 0 | 2019-08-01 | 1900-01-01 | 8 | [8 empty] | DIALYSIS CENTRE |  |  |  | 0 | 0 | [12 empty] | admin | 2024-12-12 14:25 |  | NIKKISO | DBB-27 | J1605204 |  |  |  | 1 | B | 1 |  | SUP100044 | JKS BIOMEDICAL SDN BHD | STOR 13323 (FA) | JAPAN |  | CYMED SDN BHD |  |  | 0 | 0 | 0 | 0 |  |  |  |  | 2016-08-15 | KPJ Ipoh Specialist Hospital | 3 | bar: APR; AUG; DEC
826 | H07B100826 | H07B100826 | 11218 | BEMS | B | - | ACT | C | H07 | BEMS | HAEMODIALYSIS MACHINE | HAEMODIALYSIS MACHINE | BA | DIALYSIS CENTRE | GF | ISH/BE/01468 | 0 |  | 0 | HOSPITAL | 36000 | 0 | 0 | 0 | 0 | 0 | 0 | 0 | 0 | 0 | 0 | 2019-08-01 | 1900-01-01 | 8 | [8 empty] | DIALYSIS CENTRE |  |  |  | 0 | 0 | [12 empty] | admin | 2024-12-12 14:25 |  | NIKKISO | DBB-27 | J1605205 |  |  |  | 1 | B | 1 |  | SUP100044 | JKS BIOMEDICAL SDN BHD | STOR 13323 (FA) | JAPAN |  | CYMED SDN BHD |  |  | 0 | 0 | 0 | 0 |  |  |  |  | 2016-08-15 | KPJ Ipoh Specialist Hospital | 3 | bar: APR; AUG; DEC
827 | H07B100827 | H07B100827 | 11218 | BEMS | B | - | ACT | C | H07 | BEMS | HAEMODIALYSIS MACHINE | HAEMODIALYSIS MACHINE | BA | DIALYSIS CENTRE | GF | ISH/BE/01469 | 0 |  | 0 | HOSPITAL | 36000 | 0 | 0 | 0 | 0 | 0 | 0 | 0 | 0 | 0 | 0 | 2019-08-01 | 1900-01-01 | 8 | [8 empty] | DIALYSIS CENTRE |  |  |  | 0 | 0 | [12 empty] | admin | 2024-12-12 14:25 |  | NIKKISO | DBB-27 | J1605206 |  |  |  | 1 | B | 1 |  | SUP100044 | JKS BIOMEDICAL SDN BHD | STOR 13323 (FA) | JAPAN |  | CYMED SDN BHD |  |  | 0 | 0 | 0 | 0 |  |  |  |  | 2016-08-15 | KPJ Ipoh Specialist Hospital | 3 | bar: APR; AUG; DEC
828 | H07B100828 | H07B100828 | 11218 | BEMS | B | - | ACT | N | H07 | BEMS | HAEMODIALYSIS MACHINE | HAEMODIALYSIS MACHINE | BA | DIALYSIS CENTRE | GF | ISH/BE/01470 | 0 |  | 0 | HOSPITAL | 36000 | 0 | 0 | 0 | 0 | 0 | 0 | 0 | 0 | 0 | 0 | 2019-09-01 | 1900-01-01 | 8 | [8 empty] | DIALYSIS CENTRE |  |  |  | 0 | 0 | [12 empty] | admin | 2024-12-12 14:25 |  | NIKKISO | DBB-27 | J1605266 |  |  |  | 1 | B | 1 |  | SUP100044 | JKS BIOMEDICAL SDN BHD | STOR 13323 (FA) | JAPAN |  | CYMED SDN BHD |  |  | 0 | 0 | 0 | 0 |  |  |  |  | 2016-09-07 | KPJ Ipoh Specialist Hospital | 3 | bar: FEB; JUN; OCT
829 | H07B100829 | H07B100829 | 11218 | BEMS | B | - | ACT | C | H07 | BEMS | HAEMODIALYSIS MACHINE | HAEMODIALYSIS MACHINE | BA | DIALYSIS CENTRE | GF | ISH/BE/01471 | 0 |  | 0 | HOSPITAL | 36000 | 0 | 0 | 0 | 0 | 0 | 0 | 0 | 0 | 0 | 0 | 2019-09-01 | 1900-01-01 | 8 | [8 empty] | DIALYSIS CENTRE |  |  |  | 0 | 0 | [12 empty] | admin | 2024-12-12 14:25 |  | NIKKISO | DBB-27 | J1605399 |  |  |  | 1 | B | 1 |  | SUP100044 | JKS BIOMEDICAL SDN BHD | STOR 13323 (FA) | JAPAN |  | CYMED SDN BHD |  |  | 0 | 0 | 0 | 0 |  |  |  |  | 2016-09-07 | KPJ Ipoh Specialist Hospital | 3 | bar: FEB; JUN; OCT
830 | H07B100830 | H07B100830 | 11218 | BEMS | B | - | ACT | C | H07 | BEMS | HAEMODIALYSIS MACHINE | HAEMODIALYSIS MACHINE | BA | DIALYSIS CENTRE | GF | ISH/BE/01472 | 0 |  | 0 | HOSPITAL | 36000 | 0 | 0 | 0 | 0 | 0 | 0 | 0 | 0 | 0 | 0 | 2019-09-01 | 1900-01-01 | 8 | [8 empty] | DIALYSIS CENTRE |  |  |  | 0 | 0 | [12 empty] | admin | 2024-12-12 14:25 |  | NIKKISO | DBB-27 | J1605401 |  |  |  | 1 | B | 1 |  | SUP100044 | JKS BIOMEDICAL SDN BHD | STOR 13323 (FA) | JAPAN |  | CYMED SDN BHD |  |  | 0 | 0 | 0 | 0 |  |  |  |  | 2016-09-07 | KPJ Ipoh Specialist Hospital | 3 | bar: FEB; JUN; OCT
831 | H07B100831 | H07B100831 | 11218 | BEMS | B | - | ACT | C | H07 | BEMS | HAEMODIALYSIS MACHINE | HAEMODIALYSIS MACHINE | BA | DIALYSIS CENTRE | GF | ISH/BE/01473 | 0 |  | 0 | HOSPITAL | 36000 | 0 | 0 | 0 | 0 | 0 | 0 | 0 | 0 | 0 | 0 | 2019-09-01 | 1900-01-01 | 8 | [8 empty] | DIALYSIS CENTRE |  |  |  | 0 | 0 | [12 empty] | admin | 2024-12-12 14:25 |  | NIKKISO | DBB-27 | J1205267 |  |  |  | 1 | B | 1 |  | SUP100044 | JKS BIOMEDICAL SDN BHD | STOR 13323 (FA) | JAPAN |  | CYMED SDN BHD |  |  | 0 | 0 | 0 | 0 |  |  |  |  | 2016-09-07 | KPJ Ipoh Specialist Hospital | 3 | bar: FEB; JUN; OCT
832 | H07B100832 | H07B100832 | 11218 | BEMS | B | - | ACT | C | H07 | BEMS | HAEMODIALYSIS MACHINE | HAEMODIALYSIS MACHINE | BA | DIALYSIS CENTRE | GF | ISH/BE/01474 | 0 |  | 0 | HOSPITAL | 36000 | 0 | 0 | 0 | 0 | 0 | 0 | 0 | 0 | 0 | 0 | 2019-09-01 | 1900-01-01 | 8 | [8 empty] | DIALYSIS CENTRE |  |  |  | 0 | 0 | [12 empty] | admin | 2024-12-12 14:25 |  | NIKKISO | DBB-27 | J1605400 |  |  |  | 1 | B | 1 |  | SUP100044 | JKS BIOMEDICAL SDN BHD | STOR 13323 (FA) | JAPAN |  | CYMED SDN BHD |  |  | 0 | 0 | 0 | 0 |  |  |  |  | 2016-09-07 | KPJ Ipoh Specialist Hospital | 3 | bar: FEB; JUN; OCT
833 | H07B100833 | H07B100833 | 11218 | BEMS | B | - | ACT | C | H07 | BEMS | HAEMODIALYSIS MACHINE | HAEMODIALYSIS MACHINE | BA | DIALYSIS CENTRE | GF | ISH/BE/01475 | 0 |  | 0 | HOSPITAL | 36000 | 0 | 0 | 0 | 0 | 0 | 0 | 0 | 0 | 0 | 0 | 2019-09-01 | 1900-01-01 | 8 | [8 empty] | DIALYSIS CENTRE |  |  |  | 0 | 0 | [12 empty] | admin | 2024-12-12 14:25 |  | NIKKISO | DBB-27 | J1605370 |  |  |  | 1 | B | 1 |  | SUP100044 | JKS BIOMEDICAL SDN BHD | STOR 13323 (FA) | JAPAN |  | CYMED SDN BHD |  |  | 0 | 0 | 0 | 0 |  |  |  |  | 2016-09-07 | KPJ Ipoh Specialist Hospital | 3 | bar: FEB; JUN; OCT
834 | H07B100834 | H07B100834 | 11218 | BEMS | B | - | ACT | C | H07 | BEMS | HAEMODIALYSIS MACHINE | HAEMODIALYSIS MACHINE | BA | DIALYSIS CENTRE | GF | ISH/BE/01476 | 0 |  | 0 | HOSPITAL | 36000 | 0 | 0 | 0 | 0 | 0 | 0 | 0 | 0 | 0 | 0 | 2019-09-01 | 1900-01-01 | 8 | [8 empty] | DIALYSIS CENTRE |  |  |  | 0 | 0 | [12 empty] | admin | 2024-12-12 14:25 |  | NIKKISO | DBB-27 | J1605207 |  |  |  | 1 | B | 1 |  | SUP100044 | JKS BIOMEDICAL SDN BHD | STOR 13323 (FA) | JAPAN |  | CYMED SDN BHD |  |  | 0 | 0 | 0 | 0 |  |  |  |  | 2016-09-07 | KPJ Ipoh Specialist Hospital | 3 | bar: FEB; JUN; OCT
835 | H07B100835 | H07B100835 | 11218 | BEMS | B | - | ACT | C | H07 | BEMS | HAEMODIALYSIS MACHINE | HAEMODIALYSIS MACHINE | BA | DIALYSIS CENTRE | GF | ISH/BE/01477 | 0 |  | 0 | HOSPITAL | 36000 | 0 | 0 | 0 | 0 | 0 | 0 | 0 | 0 | 0 | 0 | 2019-09-01 | 1900-01-01 | 8 | [8 empty] | DIALYSIS CENTRE |  |  |  | 0 | 0 | [12 empty] | admin | 2024-12-12 14:25 |  | NIKKISO | DBB-27 | J1605367 |  |  |  | 1 | B | 1 |  | SUP100044 | JKS BIOMEDICAL SDN BHD | STOR 13323 (FA) | JAPAN |  | CYMED SDN BHD |  |  | 0 | 0 | 0 | 0 |  |  |  |  | 2016-09-07 | KPJ Ipoh Specialist Hospital | 3 | bar: FEB; JUN; OCT
836 | H07B100836 | H07B100836 | 11218 | BEMS | B | - | ACT | C | H07 | BEMS | HAEMODIALYSIS MACHINE | HAEMODIALYSIS MACHINE | BA | DIALYSIS CENTRE | GF | ISH/BE/01478 | 0 |  | 0 | HOSPITAL | 36000 | 0 | 0 | 0 | 0 | 0 | 0 | 0 | 0 | 0 | 0 | 2019-09-01 | 1900-01-01 | 8 | [8 empty] | DIALYSIS CENTRE |  |  |  | 0 | 0 | [12 empty] | admin | 2024-12-12 14:25 |  | NIKKISO | DBB-27 | J1605397 |  |  |  | 1 | B | 1 |  | SUP100044 | JKS BIOMEDICAL SDN BHD | STOR 13323 (FA) | JAPAN |  | CYMED SDN BHD |  |  | 0 | 0 | 0 | 0 |  |  |  |  | 2016-09-07 | KPJ Ipoh Specialist Hospital | 3 | bar: FEB; JUN; OCT
837 | H07B100837 | H07B100837 | 11218 | BEMS | B | - | ACT | C | H07 | BEMS | HAEMODIALYSIS MACHINE | HAEMODIALYSIS MACHINE | BA | DIALYSIS CENTRE | GF | ISH/BE/01479 | 0 |  | 0 | HOSPITAL | 36000 | 0 | 0 | 0 | 0 | 0 | 0 | 0 | 0 | 0 | 0 | 2019-09-01 | 1900-01-01 | 8 | [8 empty] | DIALYSIS CENTRE |  |  |  | 0 | 0 | [12 empty] | admin | 2024-12-12 14:25 |  | NIKKISO | DBB-27 | J1605269 |  |  |  | 1 | B | 1 |  | SUP100044 | JKS BIOMEDICAL SDN BHD | STOR 13323 (FA) | JAPAN |  | CYMED SDN BHD |  |  | 0 | 0 | 0 | 0 |  |  |  |  | 2016-09-07 | KPJ Ipoh Specialist Hospital | 3 | bar: FEB; JUN; OCT
838 | H07B100838 | H07B100838 | 11218 | BEMS | B | - | ACT | C | H07 | BEMS | HAEMODIALYSIS MACHINE | HAEMODIALYSIS MACHINE | BA | DIALYSIS CENTRE | GF | ISH/BE/01480 | 0 |  | 0 | HOSPITAL | 36000 | 0 | 0 | 0 | 0 | 0 | 0 | 0 | 0 | 0 | 0 | 2019-09-01 | 1900-01-01 | 8 | [8 empty] | DIALYSIS CENTRE |  |  |  | 0 | 0 | [12 empty] | admin | 2024-12-12 14:25 |  | NIKKISO | DBB-27 | J1605268 |  |  |  | 1 | B | 1 |  | SUP100044 | JKS BIOMEDICAL SDN BHD | STOR 13323 (FA) | JAPAN |  | CYMED SDN BHD |  |  | 0 | 0 | 0 | 0 |  |  |  |  | 2016-09-07 | KPJ Ipoh Specialist Hospital | 3 | bar: FEB; JUN; OCT
839 | H07B100839 | H07B100839 | 11218 | BEMS | B | - | ACT | C | H07 | BEMS | HAEMODIALYSIS MACHINE | HAEMODIALYSIS MACHINE | BA | DIALYSIS CENTRE | GF | ISH/BE/01481 | 0 |  | 0 | HOSPITAL | 36000 | 0 | 0 | 0 | 0 | 0 | 0 | 0 | 0 | 0 | 0 | 2019-09-01 | 1900-01-01 | 8 | [8 empty] | DIALYSIS CENTRE |  |  |  | 0 | 0 | [12 empty] | admin | 2024-12-12 14:25 |  | NIKKISO | DBB-27 | J1605366 |  |  |  | 1 | B | 1 |  | SUP100044 | JKS BIOMEDICAL SDN BHD | STOR 13323 (FA) | JAPAN |  | CYMED SDN BHD |  |  | 0 | 0 | 0 | 0 |  |  |  |  | 2016-09-07 | KPJ Ipoh Specialist Hospital | 3 | bar: FEB; JUN; OCT
840 | H07B100840 | H07B100840 | 11218 | BEMS | B | - | ACT | C | H07 | BEMS | HAEMODIALYSIS MACHINE | HAEMODIALYSIS MACHINE | BA | DIALYSIS CENTRE | GF | ISH/BE/01482 | 0 |  | 0 | HOSPITAL | 36000 | 0 | 0 | 0 | 0 | 0 | 0 | 0 | 0 | 0 | 0 | 2019-09-01 | 1900-01-01 | 8 | [8 empty] | DIALYSIS CENTRE |  |  |  | 0 | 0 | [12 empty] | admin | 2024-12-12 14:25 |  | NIKKISO | DBB-27 | J1605368 |  |  |  | 1 | B | 1 |  | SUP100044 | JKS BIOMEDICAL SDN BHD | STOR 13323 (FA) | JAPAN |  | CYMED SDN BHD |  |  | 0 | 0 | 0 | 0 |  |  |  |  | 2016-09-07 | KPJ Ipoh Specialist Hospital | 3 | bar: FEB; JUN; OCT
841 | H07B100841 | H07B100841 | 11218 | BEMS | B | - | ACT | C | H07 | BEMS | HAEMODIALYSIS MACHINE | HAEMODIALYSIS MACHINE | BA | DIALYSIS CENTRE | GF | ISH/BE/01483 | 0 |  | 0 | HOSPITAL | 36000 | 0 | 0 | 0 | 0 | 0 | 0 | 0 | 0 | 0 | 0 | 2019-09-01 | 1900-01-01 | 8 | [8 empty] | DIALYSIS CENTRE |  |  |  | 0 | 0 | [12 empty] | admin | 2024-12-12 14:25 |  | NIKKISO | DBB-27 | J1605265 |  |  |  | 1 | B | 1 |  | SUP100044 | JKS BIOMEDICAL SDN BHD | STOR 13323 (FA) | JAPAN |  | CYMED SDN BHD |  |  | 0 | 0 | 0 | 0 |  |  |  |  | 2016-09-07 | KPJ Ipoh Specialist Hospital | 3 | bar: FEB; JUN; OCT
842 | H07B100842 | H07B100842 | 11218 | BEMS | B | - | ACT | C | H07 | BEMS | HAEMODIALYSIS MACHINE | HAEMODIALYSIS MACHINE | BA | DIALYSIS CENTRE | GF | ISH/BE/01484 | 0 |  | 0 | HOSPITAL | 36000 | 0 | 0 | 0 | 0 | 0 | 0 | 0 | 0 | 0 | 0 | 2019-09-01 | 1900-01-01 | 8 | [8 empty] | DIALYSIS CENTRE |  |  |  | 0 | 0 | [12 empty] | admin | 2024-12-12 14:25 |  | NIKKISO | DBB-27 | J1605369 |  |  |  | 1 | B | 1 |  | SUP100044 | JKS BIOMEDICAL SDN BHD | STOR 13323 (FA) | JAPAN |  | CYMED SDN BHD |  |  | 0 | 0 | 0 | 0 |  |  |  |  | 2016-09-07 | KPJ Ipoh Specialist Hospital | 3 | bar: FEB; JUN; OCT
843 | H07B100843 | H07B100843 | 11218 | BEMS | B | - | ACT | C | H07 | BEMS | HAEMODIALYSIS MACHINE | HAEMODIALYSIS MACHINE | BA | DIALYSIS CENTRE | GF | ISH/BE/01485 | 0 |  | 0 | HOSPITAL | 36000 | 0 | 0 | 0 | 0 | 0 | 0 | 0 | 0 | 0 | 0 | 2019-09-01 | 1900-01-01 | 8 | [8 empty] | DIALYSIS CENTRE |  |  |  | 0 | 0 | [12 empty] | admin | 2024-12-12 14:25 |  | NIKKISO | DBB-27 | J1605208 |  |  |  | 1 | B | 1 |  | SUP100044 | JKS BIOMEDICAL SDN BHD | STOR 13323 (FA) | JAPAN |  | CYMED SDN BHD |  |  | 0 | 0 | 0 | 0 |  |  |  |  | 2016-09-07 | KPJ Ipoh Specialist Hospital | 3 | bar: FEB; JUN; OCT
844 | H07B100844 | H07B100844 | 11218 | BEMS | B | - | ACT | C | H07 | BEMS | HAEMODIALYSIS MACHINE | HAEMODIALYSIS MACHINE | BA | DIALYSIS CENTRE | GF | ISH/BE/01486 | 0 |  | 0 | HOSPITAL | 36000 | 0 | 0 | 0 | 0 | 0 | 0 | 0 | 0 | 0 | 0 | 2019-09-01 | 1900-01-01 | 8 | [8 empty] | DIALYSIS CENTRE |  |  |  | 0 | 0 | [12 empty] | admin | 2024-12-12 14:25 |  | NIKKISO | DBB-27 | J1605398 |  |  |  | 1 | B | 1 |  | SUP100044 | JKS BIOMEDICAL SDN BHD | STOR 13323 (FA) | JAPAN |  | CYMED SDN BHD |  |  | 0 | 0 | 0 | 0 |  |  |  |  | 2016-09-07 | KPJ Ipoh Specialist Hospital | 3 | bar: FEB; JUN; OCT
845 | H07B100845 | H07B100845 | 11218 | BEMS | B | - | ACT | C | H07 | BEMS | HAEMODIALYSIS MACHINE | HAEMODIALYSIS MACHINE | BA | DIALYSIS CENTRE | GF | ISH/BE/01497 | 0 |  | 0 | HOSPITAL | 36000 | 0 | 0 | 0 | 0 | 0 | 0 | 0 | 0 | 0 | 0 | 2019-11-01 | 1900-01-01 | 8 | [8 empty] | DIALYSIS CENTRE |  |  |  | 0 | 0 | [12 empty] | admin | 2024-12-12 14:25 |  | NIKKISO | DBB-27 | J1509151 |  |  |  | 1 | B | 1 |  | SUP100044 | JKS BIOMEDICAL SDN BHD | STOR 13323 (FA) | JAPAN |  | CYMED SDN BHD |  |  | 0 | 0 | 0 | 0 |  |  |  |  | 2016-11-16 | KPJ Ipoh Specialist Hospital | 3 | bar: FEB; JUN; OCT
846 | H07B100846 | H07B100846 | - | BEMS | B | - | ACT | C | H07 | BEMS | EYE LASER (VISULAS) | EYE LASER (VISULAS) | BB | DR LE MUN TOONG CLINIC | L01 | ISH/BE/00580 | 0 |  | 0 | HOSPITAL | 192000 | 0 | 0 | 0 | 0 | 0 | 0 | 0 | 0 | 0 | 0 |  | 1900-01-01 | 17 | [8 empty] | DR LE MUN TOONG CLINIC |  |  |  | 0 | 0 | [12 empty] | admin | 2024-12-12 14:25 |  | CARL ZEISS | 532 | 974130 |  |  |  | 1 | B | 1 |  | SUP100007 | CARL ZEISS SDN BHD |  | GERMANY |  | CARL ZEISS SDN BHD |  |  | 0 | 0 | 0 | 0 |  |  |  |  | 2007-09-17 | KPJ Ipoh Specialist Hospital | 2 | bar: JAN; JUL
847 | H07B100847 | H07B100847 | - | BEMS | B | - | ACT | C | H07 | BEMS | EYE LASER (VISULAS GREEN SLT) | EYE LASER (VISULAS GREEN SLT) | BB | DR LE MUN TOONG CLINIC | L01 | ISH/BE/02022 | 0 |  | 0 | HOSPITAL | 198000 | 0 | 0 | 0 | 0 | 0 | 0 | 0 | 0 | 0 | 0 | 2026-06-19 | 1900-01-01 | 0 | [8 empty] | DR LE MUN TOONG CLINIC |  |  |  | 0 | 0 | [12 empty] | admin | 2024-12-12 14:25 |  | CARL ZEISS | VISULAS GREEN SLT | 9150010028 |  |  |  | 1 | B | 1 |  | SUP100007 | CARL ZEISS SDN BHD | STOR 223924 | GERMANY |  | CARL ZEISS SDN BHD |  |  | 0 | 0 | 0 | 0 |  |  |  |  | 2024-06-20 | KPJ Ipoh Specialist Hospital | 2 | bar: JUN; DEC
848 | H07B100848 | H07B100848 | 16944 | BEMS | B | - | ACT | C | H07 | BEMS | QUANTEL SUPRA 577 YELLOW LASER | QUANTEL SUPRA 577 YELLOW LASER | BB | DR ONG LIEH BIN | L02 | ISH/BE/01198 | 0 |  | 0 | HOSPITAL | 350000 | 0 | 0 | 0 | 0 | 0 | 0 | 0 | 0 | 0 | 0 | 2016-12-01 | 1900-01-01 | 10 | [8 empty] | DR ONG LIEH BIN |  |  |  | 0 | 0 | [12 empty] | admin | 2024-12-12 14:25 |  | QUANTEL MEDICAL | SUPRA 577 | 380 |  |  |  | 1 | B | 1 |  | BIZ MEDIC SDN BHD | BIZ MEDIC SDN BHD | STOR118080(FA) | USA |  | BIZ MEDIC SDN BHD |  |  | 0 | 0 | 0 | 0 |  |  |  |  | 2014-12-04 | KPJ Ipoh Specialist Hospital | 1 | bar: OCT
849 | H07B100849 | H07B100849 | 16944 | BEMS | B | - | ACT | C | H07 | BEMS | SUPRASCANNER FOR YELLOW LASER | SUPRASCANNER FOR YELLOW LASER | BB | DR ONG LIEH BIN | L02 | ISH/BE/01198 | 0 |  | 0 | HOSPITAL | 0 | 0 | 0 | 0 | 0 | 0 | 0 | 0 | 0 | 0 | 0 |  | 1900-01-01 | 10 | [8 empty] | DR ONG LIEH BIN |  |  |  | 0 | 0 | [12 empty] | admin | 2024-12-12 14:25 |  |  |  | 690 |  |  |  | 1 | B | 1 |  | BIZ MEDIC SDN BHD | BIZ MEDIC SDN BHD | STOR118080(FA) |  |  | BIZ MEDIC SDN BHD |  |  | 0 | 0 | 0 | 0 |  |  |  |  | 2014-12-04 | KPJ Ipoh Specialist Hospital | 1 | bar: OCT
850 | H07B100850 | H07B100850 | 16947 | BEMS | B | - | ACT | C | H07 | BEMS | QUANTEL OPTIMIS II YAG LASER | QUANTEL OPTIMIS II YAG LASER | BB | DR ONG LIEH BIN | L02 | ISH/BE/01199 | 0 |  | 0 | HOSPITAL | 100000 | 0 | 0 | 0 | 0 | 0 | 0 | 0 | 0 | 0 | 0 | 2016-12-01 | 1900-01-01 | 10 | [8 empty] | DR ONG LIEH BIN |  |  |  | 0 | 0 | [12 empty] | admin | 2024-12-12 14:25 |  | QUANTEL MEDICAL | OPTIMIS II | 5408-040 |  |  |  | 1 | B | 1 |  | BIZ MEDIC SDN BHD | BIZ MEDIC SDN BHD | STOR118080(FA) | USA |  | BIZ MEDIC SDN BHD |  |  | 0 | 0 | 0 | 0 |  |  |  |  | 2014-12-04 | KPJ Ipoh Specialist Hospital | 1 | bar: OCT
851 | H07B100851 | H07B100851 | - | BEMS | B | - | ACT | C | H07 | BEMS | QUANTEL COMPACT TOUCH A/B SCREEN | QUANTEL COMPACT TOUCH A/B SCREEN | BB | DR ONG LIEH BIN | L02 | ISH/BE/01200 | 0 |  | 0 | HOSPITAL | 64000 | 0 | 0 | 0 | 0 | 0 | 0 | 0 | 0 | 0 | 0 | 2016-12-01 | 1900-01-01 | 10 | [8 empty] | DR ONG LIEH BIN |  |  |  | 0 | 0 | [12 empty] | admin | 2024-12-12 14:25 |  | QUANTEL MEDICAL | COMPACT | 1855 |  |  |  | 1 | B | 1 |  | BIZ MEDIC SDN BHD | BIZ MEDIC SDN BHD | STOR118080(FA) | USA |  | BIZ MEDIC SDN BHD |  |  | 0 | 0 | 0 | 0 |  |  |  |  | 2014-12-04 | KPJ Ipoh Specialist Hospital | 1 | bar: OCT
852 | H07B100852 | H07B100852 | - | BEMS | B | - | ACT | C | H07 | BEMS | AUTO KERATO REFRACTOMETER | AUTO KERATO REFRACTOMETER | BB | DR ONG LIEH BIN | L02 | ISH/BE/01202 | 0 |  | 0 | HOSPITAL | 25000 | 0 | 0 | 0 | 0 | 0 | 0 | 0 | 0 | 0 | 0 | 2016-12-01 | 1900-01-01 | 0 | [8 empty] | DR ONG LIEH BIN |  |  |  | 0 | 0 | [12 empty] | admin | 2024-12-12 14:25 |  | TOPCON | KR-800 | 4731340 |  |  |  | 1 | B | 1 |  | KENANGA MEDIK SDN BHD | KENANGA MEDIK SDN BHD | STOR118081(FA) | USA |  | KENANGA MEDIK SDN BHD |  |  | 0 | 0 | 0 | 0 |  |  |  |  | 2014-12-05 | KPJ Ipoh Specialist Hospital | 1 | bar: FEB
853 | H07B100853 | H07B100853 | - | BEMS | B | - | ACT | C | H07 | BEMS | DIGITAL SLIT LAMP | DIGITAL SLIT LAMP | BB | DR ONG LIEH BIN | L02 | ISH/BE/01203 | 0 |  | 0 | HOSPITAL | 60000 | 0 | 0 | 0 | 0 | 0 | 0 | 0 | 0 | 0 | 0 | 2016-12-01 | 1900-01-01 | 0 | [8 empty] | DR ONG LIEH BIN |  |  |  | 0 | 0 | [12 empty] | admin | 2024-12-12 14:25 |  | TOPCON | SL-D7 | 7002363 |  |  |  | 1 | B | 1 |  | KENANGA MEDIK SDN BHD | KENANGA MEDIK SDN BHD | STOR118081(FA) | USA |  | KENANGA MEDIK SDN BHD |  |  | 0 | 0 | 0 | 0 |  |  |  |  | 2014-12-05 | KPJ Ipoh Specialist Hospital | 1 | bar: FEB
854 | H07B100854 | H07B100854 | 17001 | BEMS | B | - | ACT | C | H07 | BEMS | DIGITAL CAMERA FOR SLD | DIGITAL CAMERA FOR SLD | BB | DR ONG LIEH BIN | L02 | ISH/BE/01203 | 0 |  | 0 | HOSPITAL | 0 | 0 | 0 | 0 | 0 | 0 | 0 | 0 | 0 | 0 | 0 |  | 1900-01-01 | 0 | [8 empty] | DR ONG LIEH BIN |  |  |  | 0 | 0 | [12 empty] | admin | 2024-12-12 14:25 |  |  | DC-3 | 948862 |  |  |  | 1 | B | 1 |  | KENANGA MEDIK SDN BHD | KENANGA MEDIK SDN BHD | STOR118081(FA) |  |  | KENANGA MEDIK SDN BHD |  |  | 0 | 0 | 0 | 0 |  |  |  |  | 2014-12-05 | KPJ Ipoh Specialist Hospital | 1 | bar: FEB
855 | H07B100855 | H07B100855 | 12701 | BEMS | B | - | ACT | C | H07 | BEMS | VISUAL FIELD ANALYZER | VISUAL FIELD ANALYZER | BB | DR ONG LIEH BIN | L02 | ISH/BE/01214 | 0 |  | 0 | HOSPITAL | 41500 | 0 | 0 | 0 | 0 | 0 | 0 | 0 | 0 | 0 | 0 | 2016-01-01 | 1900-01-01 | 9 | [8 empty] | DR ONG LIEH BIN |  |  |  | 0 | 0 | [12 empty] | admin | 2024-12-12 14:25 |  | OCULUS | EASYFIELD | 15000 8952 4180 |  |  |  | 1 | B | 1 |  | OPHTHALMIC INSTRUMENTS (M) SDN BHD | OPHTHALMIC INSTRUMENTS (M) SDN BHD | STOR 118083(FA) | GERMANY |  | OPTHALMIC INSTRUMENTS (M) SDN BHD |  |  | 0 | 0 | 0 | 0 |  |  |  |  | 2015-01-14 | KPJ Ipoh Specialist Hospital | 2 | bar: FEB; AUG
856 | H07B100856 | H07B100856 | 16944 | BEMS | B | - | ACT | C | H07 | BEMS | QUANTEL EASYRET 577nm YELLOW LASER | QUANTEL EASYRET 577nm YELLOW LASER | BB | DR ONG LIEH BIN | L02 | ISH/BE/01959 | 0 |  | 0 | HOSPITAL | 245000 | 0 | 0 | 0 | 0 | 0 | 0 | 0 | 0 | 0 | 0 | 2025-12-06 | 1900-01-01 | 1 | [8 empty] | DR ONG LIEH BIN |  |  |  | 0 | 0 | [12 empty] | admin | 2024-12-12 14:25 |  | QUANTEL MEDICAL | EASYRET 577 | 0995 |  |  |  | 1 | B | 1 |  | BIZ MEDIC SDN BHD | BIZ MEDIC SDN BHD | STOR 216971(FA) | USA |  | BIZ MEDIC SDN BHD |  |  | 0 | 0 | 0 | 0 |  |  |  |  | 2023-07-12 | KPJ Ipoh Specialist Hospital | 1 | bar: DEC
857 | H07B100857 | H07B100857 | - | BEMS | B | - | ACT | C | H07 | BEMS | ULTRASOUND A/B SCANNER | ULTRASOUND A/B SCANNER | BB | DR ONG LIEH BIN | L02 | ISH/BE01988 | 0 |  | 0 | HOSPITAL | 49980 | 0 | 0 | 0 | 0 | 0 | 0 | 0 | 0 | 0 | 0 | 2027-04-04 | 1900-01-01 | 0 | [8 empty] | DR ONG LIEH BIN |  |  |  | 0 | 0 | [12 empty] | admin | 2024-12-12 14:25 |  | QUANTEL MEDICAL | COMPACT TOUCH | 8891 |  |  |  | 1 | B | 1 |  | BIZ MEDIC SDN BHD | BIZ MEDIC SDN BHD | STOR223999 | USA |  | BIZ MEDIC SDN BHD |  |  | 0 | 0 | 0 | 0 |  |  |  |  | 2024-04-05 | KPJ Ipoh Specialist Hospital | 1 | bar: APR
858 | H07B100858 | H07B100858 | - | BEMS | B | - | ACT | C | H07 | BEMS | ENT TREATMENT UNIT | ENT TREATMENT UNIT | BB | DR TAN KENG LU | L01 | ISH/BE/01545 | 0 |  | 0 | HOSPITAL | 50000 | 0 | 0 | 0 | 0 | 0 | 0 | 0 | 0 | 0 | 0 |  | 1900-01-01 | 7 | [8 empty] | DR TAN KENG LU |  |  |  | 0 | 0 | [12 empty] | admin | 2024-12-12 14:25 |  | MEDSTAR | UE3000 | MSUE1702742P |  |  |  | 1 | B | 1 |  | BIO PRO SERVICES | BIO PRO SERVICES |  | KOREA |  | BIOPRO SERVICES |  |  | 0 | 0 | 0 | 0 |  |  |  |  | 2017-10-03 | KPJ Ipoh Specialist Hospital | 1 | bar: APR
859 | H07B100859 | H07B100859 | - | BEMS | B | - | ACT | C | H07 | BEMS | ENT MICROSCOPE | ENT MICROSCOPE | BB | DR TAN KENG LU | L01 | ISH/BE/01546 | 0 |  | 0 | HOSPITAL | 50000 | 0 | 0 | 0 | 0 | 0 | 0 | 0 | 0 | 0 | 0 |  | 1900-01-01 | 7 | [8 empty] | DR TAN KENG LU |  |  |  | 0 | 0 | [12 empty] | admin | 2024-12-12 14:25 |  | MEDSTAR | OP-C12 | 37171342 |  |  |  | 1 | B | 1 |  | BIO PRO SERVICES | BIO PRO SERVICES |  | KOREA |  | BIOPRO SERVICES |  |  | 0 | 0 | 0 | 0 |  |  |  |  | 2017-10-03 | KPJ Ipoh Specialist Hospital | 1 | bar: APR
860 | H07B100860 | H07B100860 | 17203 | BEMS | B | - | ACT | C | H07 | BEMS | VIDEO NASO-PHARYNGO-LARYNGOSCOPE | VIDEO NASO-PHARYNGO-LARYNGOSCOPE | BB | DR TAN KENG LU | L01 | ISH/BE/01586 | 0 |  | 0 | HOSPITAL | 130000 | 0 | 0 | 0 | 0 | 0 | 0 | 0 | 0 | 0 | 0 | 2021-01-01 | 1900-01-01 | 5 | [8 empty] | DR TAN KENG LU |  |  |  | 0 | 0 | [12 empty] | admin | 2024-12-12 14:25 |  | PENTAX | VNL9-CP | 18NA29D |  |  |  | 1 | B | 1 |  | EVOMEDIC SDN BHD | EVOMEDIC SDN BHD | STOR 166451 | JAPAN |  | EVOMEDIC SDN HD |  |  | 0 | 0 | 0 | 0 |  |  |  |  | 2019-01-31 | KPJ Ipoh Specialist Hospital | 1 | bar: JAN
861 | H07B100861 | H07B100861 | 18037 | BEMS | B | - | ACT | C | H07 | BEMS | IMAGE 1 CONNECT | IMAGE 1 CONNECT | BB | DR TAN KENG LU | L01 | ISH/BE/01580 | 0 |  | 0 | HOSPITAL | 40182 | 0 | 0 | 0 | 0 | 0 | 0 | 0 | 0 | 0 | 0 | 2021-01-01 | 1900-01-01 | 5 | [8 empty] | DR TAN KENG LU |  |  |  | 0 | 0 | [12 empty] | admin | 2024-12-12 14:25 |  | KARL STORZ | TC200EN | YR794746-P |  |  |  | 1 | B | 1 |  | SUP100049 | UMMI SURGICAL SDN BHD | STOR 166074 | GERMANY |  | UMMI SURGICAL SDN BHD |  |  | 0 | 0 | 0 | 0 |  |  |  |  | 2019-01-16 | KPJ Ipoh Specialist Hospital | 2 | bar: MAR; SEP
862 | H07B100862 | H07B100862 | 18037 | BEMS | B | - | ACT | C | H07 | BEMS | IMAGE 1 X-LINK | IMAGE 1 X-LINK | BB | DR TAN KENG LU | L01 | ISH/BE/01581 | 0 |  | 0 | HOSPITAL | 27777 | 0 | 0 | 0 | 0 | 0 | 0 | 0 | 0 | 0 | 0 | 2021-01-01 | 1900-01-01 | 5 | [8 empty] | DR TAN KENG LU |  |  |  | 0 | 0 | [12 empty] | admin | 2024-12-12 14:25 |  | KARL STORZ | TC301 | WR792335-P |  |  |  | 1 | B | 1 |  | SUP100049 | UMMI SURGICAL SDN BHD | STOR 166074 | GERMANY |  | UMMI SURGICAL SDN BHD |  |  | 0 | 0 | 0 | 0 |  |  |  |  | 2019-01-16 | KPJ Ipoh Specialist Hospital | 2 | bar: MAR; SEP
863 | H07B100863 | H07B100863 | 17001 | BEMS | B | - | ACT | C | H07 | BEMS | IMAGE 1 HX CAMERA HEAD | IMAGE 1 HX CAMERA HEAD | BB | DR TAN KENG LU | L01 | ISH/BE/01582 | 0 |  | 0 | HOSPITAL | 37466 | 0 | 0 | 0 | 0 | 0 | 0 | 0 | 0 | 0 | 0 | 2021-01-01 | 1900-01-01 | 5 | [8 empty] | DR TAN KENG LU |  |  |  | 0 | 0 | [12 empty] | admin | 2024-12-12 14:25 |  | KARL STORZ | TH110 | UR997948-H |  |  |  | 1 | B | 1 |  | SUP100049 | UMMI SURGICAL SDN BHD | STOR 166074 | GERMANY |  | UMMI SURGICAL SDN BHD |  |  | 0 | 0 | 0 | 0 |  |  |  |  | 2019-01-16 | KPJ Ipoh Specialist Hospital | 2 | bar: MAR; SEP
864 | H07B100864 | H07B100864 | - | BEMS | B | - | ACT | C | H07 | BEMS | AUTOREF / KERATOMETER | AUTOREF / KERATOMETER | BB | DR JASVINDER | L01 | ISH/BE/01670 | 0 |  | 0 | HOSPITAL | 24000 | 0 | 0 | 0 | 0 | 0 | 0 | 0 | 0 | 0 | 0 | 2024-03-24 | 1900-01-01 | 2 | [8 empty] | DR JASVINDER |  |  |  | 0 | 0 | [12 empty] | admin | 2024-12-12 14:25 |  | GRAND SEIKO | GR-3300K | 68BB1548 |  |  |  | 1 | B | 1 |  | OPTHALMIC INSTRUMENTS (M) SDN BHD | OPTHALMIC INSTRUMENTS (M) SDN BHD |  | JAPAN |  | OPTHALMIC INSTRUMENTS (M) SDN BHD |  |  | 0 | 0 | 0 | 0 |  |  |  |  | 2022-03-31 | KPJ Ipoh Specialist Hospital | 2 | bar: MAR; SEP
865 | H07B100865 | H07B100865 | - | BEMS | B | - | ACT | C | H07 | BEMS | LCD VISION CHART | LCD VISION CHART | BB | DR JASVINDER | L01 | ISH/BE/01671 | 0 |  | 0 | HOSPITAL | 6500 | 0 | 0 | 0 | 0 | 0 | 0 | 0 | 0 | 0 | 0 | 2022-02-24 | 1900-01-01 | 2 | [8 empty] | DR JASVINDER |  |  |  | 0 | 0 | [12 empty] | admin | 2024-12-12 14:25 |  | GRAND SEIKO | GV-900 | L1NDJG002 |  |  |  | 1 | B | 1 |  | OPTHALMIC INSTRUMENTS (M) SDN BHD | OPTHALMIC INSTRUMENTS (M) SDN BHD |  | JAPAN |  | OPTHALMIC INSTRUMENTS (M) SDN BHD |  |  | 0 | 0 | 0 | 0 |  |  |  |  | 2022-02-22 | KPJ Ipoh Specialist Hospital | 2 | bar: FEB; AUG
866 | H07B100866 | H07B100866 | - | BEMS | B | - | ACT | C | H07 | BEMS | OPTICAL BIOMETRY (IOL MASTER 700) | OPTICAL BIOMETRY (IOL MASTER 700) | BB | DR JASVINDER | L01 | ISH/BE/01791 | 0 |  | 0 | HOSPITAL | 230000 | 0 | 0 | 0 | 0 | 0 | 0 | 0 | 0 | 0 | 0 | 2023-03-04 | 1900-01-01 | 1 | [8 empty] | DR JASVINDER |  |  |  | 0 | 0 | [12 empty] | admin | 2024-12-12 14:25 |  | CARL ZEISS | IOL MASTER 700 | 9208120386 |  |  |  | 1 | B | 1 |  | SUP100007 | CARL ZEISS SDN BHD | STOR 208181 | GERMANY |  | CARL ZEISS SDN BHD |  |  | 0 | 0 | 0 | 0 |  |  |  |  | 2023-04-04 | KPJ Ipoh Specialist Hospital | 2 | bar: APR; OCT
867 | H07B100867 | H07B100867 | - | BEMS | B | - | ACT | C | H07 | BEMS | AB SCANNER | AB SCANNER | BB | DR JASVINDER | L01 | ISH/BE/01864 | 0 |  | 0 | HOSPITAL | 49000 | 0 | 0 | 0 | 0 | 0 | 0 | 0 | 0 | 0 | 0 |  | 1900-01-01 | 1 | [8 empty] | DR JASVINDER |  |  |  | 0 | 0 | [12 empty] | admin | 2024-12-12 14:25 |  | BIZ MEDIC | QUANTEL COMPACT TOUCH ULTRASOUND A/B SCAN | 8487 |  |  |  | 1 | B | 1 |  | BIZ MEDIC SDN BHD | BIZ MEDIC SDN BHD | STOR 210848 | USA |  | BIZ MEDIC SDN BHD |  |  | 0 | 0 | 0 | 0 |  |  |  |  | 2023-05-26 | KPJ Ipoh Specialist Hospital | 1 | bar: MAY
868 | H07B100868 | H07B100868 | 16944 | BEMS | B | - | ACT | C | H07 | BEMS | QUANTEL COMBI LASER | QUANTEL COMBI LASER | BB | DR JASVINDER | L01 | ISH/BE/01956 | 0 |  | 0 | HOSPITAL | 205000 | 0 | 0 | 0 | 0 | 0 | 0 | 0 | 0 | 0 | 0 |  | 1900-01-01 | 1 | [8 empty] | DR JASVINDER |  |  |  | 0 | 0 | [12 empty] | admin | 2024-12-12 14:25 |  | BIZ MEDIC | VITRA2 532NM GREEN LASER | 5550 |  |  |  | 1 | B | 1 |  | BIZ MEDIC SDN BHD | BIZ MEDIC SDN BHD | STOR 217981 | USA |  | BIZ MEDIC SDN BHD |  |  | 0 | 0 | 0 | 0 |  |  |  |  | 2023-11-24 | KPJ Ipoh Specialist Hospital | 1 | bar: NOV
869 | H07B100869 | H07B100869 | 16944 | BEMS | B | - | ACT | C | H07 | BEMS | QUANTEL COMBI LASER | QUANTEL COMBI LASER | BB | DR JASVINDER | L01 | ISH/BE/01956 | 0 |  | 0 | HOSPITAL | 0 | 0 | 0 | 0 | 0 | 0 | 0 | 0 | 0 | 0 | 0 |  | 1900-01-01 | 1 | [8 empty] | DR JASVINDER |  |  |  | 0 | 0 | [12 empty] | admin | 2024-12-12 14:25 |  |  | CAPSULO YAG LASER | 0602037 |  |  |  | 1 | B | 1 |  | BIZ MEDIC SDN BHD | BIZ MEDIC SDN BHD | STOR 217981 | USA |  | BIZ MEDIC SDN BHD |  |  | 0 | 0 | 0 | 0 |  |  |  |  | 2023-11-24 | KPJ Ipoh Specialist Hospital | 1 | bar: NOV
870 | H07B100870 | H07B100870 | - | BEMS | B | - | ACT | C | H07 | BEMS | HUMPHREY FIELD ANALYZER 3 | HUMPHREY FIELD ANALYZER 3 | BB | DR JASVINDER | L01 | ISH/BE/02018 | 0 |  | 0 | HOSPITAL | 100000 | 0 | 0 | 0 | 0 | 0 | 0 | 0 | 0 | 0 | 0 | 2026-06-05 | 1900-01-01 | 0 | [8 empty] | DR JASVINDER |  |  |  | 0 | 0 | [12 empty] | admin | 2024-12-12 14:25 |  | CARL ZEISS | 840 | 840-25589 |  |  |  | 1 | B | 1 |  | SUP100007 | CARL ZEISS SDN BHD | STOR 224999 | GERMANY |  | CARL ZEISS SDN BHD |  |  | 0 | 0 | 0 | 0 |  |  |  |  | 2024-06-06 | KPJ Ipoh Specialist Hospital | 2 | bar: JUN; DEC
871 | H07B100871 | H07B100871 | - | BEMS | B | - | ACT | C | H07 | BEMS | OPTICAL COHERANCE TOMOGRAPHY | OPTICAL COHERANCE TOMOGRAPHY | BB | DR JASVINDER | L01 | ISH/BE/02021 | 0 |  | 0 | HOSPITAL | 236000 | 0 | 0 | 0 | 0 | 0 | 0 | 0 | 0 | 0 | 0 | 2026-06-19 | 1900-01-01 | 0 | [8 empty] | DR JASVINDER |  |  |  | 0 | 0 | [12 empty] | admin | 2024-12-12 14:25 |  | CARL ZEISS | CIRRUS 5000 | 5000-26830 |  |  |  | 1 | B | 1 |  | SUP100007 | CARL ZEISS SDN BHD | STOR 223930 | GERMANY |  | CARL ZEISS SDN BHD |  |  | 0 | 0 | 0 | 0 |  |  |  |  | 2024-06-20 | KPJ Ipoh Specialist Hospital | 2 | bar: JUN; DEC
872 | H07B100872 | H07B100872 | - | BEMS | B | - | ACT | C | H07 | BEMS | SLIT LAMP | SLIT LAMP | BB | DR JASVINDER | L01 | ISH/BE/02064 | 0 |  | 0 | HOSPITAL | 42000 | 0 | 0 | 0 | 0 | 0 | 0 | 0 | 0 | 0 | 0 | 2026-09-20 | 1900-01-01 | 0 | [8 empty] | DR JASVINDER |  |  |  | 0 | 0 | [12 empty] | admin | 2024-12-12 14:25 |  | KEELER | H SERIES-40 | 09985 |  |  |  | 1 | B | 1 |  | OPHTHALMIC INSTRUMENTS (M) SDN BHD | OPHTHALMIC INSTRUMENTS (M) SDN BHD | STOR 230318 | GERMANY |  | OPTHALMIC INSTRUMENTS (M) SDN BHD |  |  | 0 | 0 | 0 | 0 |  |  |  |  | 2024-09-20 | KPJ Ipoh Specialist Hospital | 2 | bar: APR; OCT
873 | H07B100873 | H07B100873 | - | BEMS | B | - | ACT | C | H07 | BEMS | FUNDUS CAMERA | FUNDUS CAMERA | BB | DR JASVINDER | L01 | ISH/BE/02086 | 0 |  | 0 | HOSPITAL | 98000 | 0 | 0 | 0 | 0 | 0 | 0 | 0 | 0 | 0 | 0 | 2026-10-23 | 1900-01-01 | 0 | [8 empty] | DR JASVINDER |  |  |  | 0 | 0 | [12 empty] | admin | 2024-12-12 14:25 |  | ICARE | DRSPLUS | G63937V |  |  |  | 1 | B | 1 |  | OPHTHALMIC INSTRUMENTS (M) SDN BHD | OPHTHALMIC INSTRUMENTS (M) SDN BHD | STOR 231788 | GERMANY |  | OPTHALMIC INSTRUMENTS (M) SDN BHD |  |  | 0 | 0 | 0 | 0 |  |  |  |  | 2024-10-24 | KPJ Ipoh Specialist Hospital | 2 | bar: APR; OCT
874 | H07B100874 | H07B100874 | 17001 | BEMS | B | - | ACT | C | H07 | BEMS | 26" FULL HD CAMERA | 26" FULL HD CAMERA | BB | DR TAN KENG LU | L02 | ISH/BE/01583 | 0 |  | 0 | HOSPITAL | 34533 | 0 | 0 | 0 | 0 | 0 | 0 | 0 | 0 | 0 | 0 | 2021-01-01 | 1900-01-01 | 5 | [8 empty] | DR TAN KENG LU |  |  |  | 0 | 0 | [12 empty] | admin | 2024-12-12 14:25 |  | KARL STORZ | 9826NB | K7IE10417 |  |  |  | 1 | B | 1 |  | SUP100049 | UMMI SURGICAL SDN BHD | STOR 166074 | GERMANY |  | UMMI SURGICAL SDN BHD |  |  | 0 | 0 | 0 | 0 |  |  |  |  | 2019-01-16 | KPJ Ipoh Specialist Hospital | 2 | bar: MAR; SEP
875 | H07B100875 | H07B100875 | - | BEMS | B | - | ACT | C | H07 | BEMS | OPTICAL COHERANCE TOMOGRAPHY | OPTICAL COHERANCE TOMOGRAPHY | BB | DR ONG LIEH BIN | L02 | ISH/BE/02032 | 0 |  | 0 | HOSPITAL | 190000 | 0 | 0 | 0 | 0 | 0 | 0 | 0 | 0 | 0 | 0 | 2026-08-01 | 1900-01-01 | 0 | [8 empty] | DR ONG LIEH BIN |  |  |  | 0 | 0 | [12 empty] | admin | 2024-12-12 14:25 |  | TOPCON | 3D OCT-1 MAESTRO 2 | AV3141064 |  |  |  | 1 | B | 1 |  | KENANGA MEDIK SDN BHD | KENANGA MEDIK SDN BHD | STOR 228565 |  |  | KENANGA MEDIK SDN BHD |  |  | 0 | 0 | 0 | 0 |  |  |  |  | 2024-08-02 | KPJ Ipoh Specialist Hospital | 1 | bar: AUG
876 | H07B100876 | H07B100876 | - | BEMS | B | - | ACT | C | H07 | BEMS | NEGATIVE PRESSURE ISOLATOR | NEGATIVE PRESSURE ISOLATOR | BA | PHARMACY | GF | ISH/BE/00604 | 0 |  | 0 | HOSPITAL | 250000 | 0 | 0 | 0 | 0 | 0 | 0 | 0 | 0 | 0 | 0 |  | 1900-01-01 | 22 | [8 empty] | PHARMACY |  |  |  | 0 | 0 | [12 empty] | admin | 2024-12-12 14:25 |  | ENVAIR | CDC 'D' 2GD | WO 5423 |  |  |  | 1 | B | 1 |  | NEXTECH SDN.BHD | NEXTECH SDN.BHD |  | USA |  | VOV SDN BHD |  |  | 0 | 0 | 0 | 0 |  |  |  |  | 2002-12-04 | KPJ Ipoh Specialist Hospital | 2 | bar: MAY; NOV
878 | H07B100878 | H07B100878 | - | BEMS | B | - | ACT | N | H07 | BEMS | ELTRAC 471 | ELTRAC 471 | BA | PHYSIOTHERAPY | GF | ISH/BE/00223 | 0 |  | 0 | HOSPITAL | 40000 | 0 | 0 | 0 | 0 | 0 | 0 | 0 | 0 | 0 | 0 |  | 1900-01-01 | 19 | [8 empty] | PHYSIOTHERAPY |  |  |  | 0 | 0 | [12 empty] | admin | 2024-12-12 14:25 |  | ENRAF NONIUS | 471 | 17045 |  |  |  | 1 | B | 1 |  | JH-ENRAF NONIUS (M) SDN BHD | JH-ENRAF NONIUS (M) SDN BHD |  | USA |  | PRINCIP ENGINEERING |  |  | 0 | 0 | 0 | 0 |  |  |  |  | 1905-06-20 | KPJ Ipoh Specialist Hospital | 1 | bar: AUG
879 | H07B100879 | H07B100879 | - | BEMS | B | - | ACT | N | H07 | BEMS | ELECTRICAL COUCH | ELECTRICAL COUCH | BA | PHYSIOTHERAPY | GF | ISH/BE/00224 | 0 |  | 0 | HOSPITAL | 0 | 0 | 0 | 0 | 0 | 0 | 0 | 0 | 0 | 0 | 0 |  | 1900-01-01 | 20 | [8 empty] | PHYSIOTHERAPY |  |  |  | 0 | 0 | [12 empty] | admin | 2024-12-12 14:25 |  | N/A | N/A | 100691 |  |  |  | 1 | B | 1 |  | MAYCARE SDN BHD | MAYCARE SDN BHD |  | USA |  | PRINCIP ENGINEERING |  |  | 0 | 0 | 0 | 0 |  |  |  |  | 2004-07-21 | KPJ Ipoh Specialist Hospital | 1 | bar: AUG
881 | H07B100881 | H07B100881 | - | BEMS | B | - | ACT | C | H07 | BEMS | HYDROCOLLATOR HEATING UNIT | HYDROCOLLATOR HEATING UNIT | BA | PHYSIOTHERAPY | GF | ISH/BE/00229 | 0 |  | 0 | HOSPITAL | 10000 | 0 | 0 | 0 | 0 | 0 | 0 | 0 | 0 | 0 | 0 |  | 1900-01-01 | 19 | [8 empty] | PHYSIOTHERAPY |  |  |  | 0 | 0 | [12 empty] | admin | 2024-12-12 14:25 |  | HYDROCOLLATOR | M-2/SS | 9915 |  |  |  | 1 | B | 1 |  | MAYCARE SDN BHD | MAYCARE SDN BHD |  | USA |  | PRINCIP ENGINEERING |  |  | 0 | 0 | 0 | 0 |  |  |  |  | 2005-12-07 | KPJ Ipoh Specialist Hospital | 1 | bar: AUG
882 | H07B100882 | H07B100882 | - | BEMS | B | - | ACT | N | H07 | BEMS | ELECTRICAL COUCH | ELECTRICAL COUCH | BA | PHYSIOTHERAPY | GF | ISH/BE/00230 | 0 |  | 0 | HOSPITAL | 6000 | 0 | 0 | 0 | 0 | 0 | 0 | 0 | 0 | 0 | 0 |  | 1900-01-01 | 16 | [8 empty] | PHYSIOTHERAPY |  |  |  | 0 | 0 | [12 empty] | admin | 2024-12-12 14:25 |  | N/A | 125.082 | G006805 |  |  |  | 1 | B | 1 |  | MAYCARE SDN BHD | MAYCARE SDN BHD |  | USA |  | PRINCIP ENGINEERING |  |  | 0 | 0 | 0 | 0 |  |  |  |  | 2008-04-16 | KPJ Ipoh Specialist Hospital | 1 | bar: AUG
883 | H07B100883 | H07B100883 | - | BEMS | B | - | ACT | C | H07 | BEMS | TRANSCUTANEUS ELECTRICAL NERVE STIMULATOR | TRANSCUTANEUS ELECTRICAL NERVE STIMULATOR | BA | PHYSIOTHERAPY | GF | ISH/BE/00661 | 0 |  | 0 | HOSPITAL | 35000 | 0 | 0 | 0 | 0 | 0 | 0 | 0 | 0 | 0 | 0 | 2010-02-01 | 1900-01-01 | 15 | [8 empty] | PHYSIOTHERAPY |  |  |  | 0 | 0 | [12 empty] | admin | 2024-12-12 14:25 |  | HOMER ION | TENS21 | 100047 |  |  |  | 1 | B | 1 |  | HOMER STAR MARKETING SDN BHD | HOMER STAR MARKETING SDN BHD |  | USA |  | KYOSEI BOEKI SDN BHD |  |  | 0 | 0 | 0 | 0 |  |  |  |  | 2009-02-25 | KPJ Ipoh Specialist Hospital | 1 | bar: APR
884 | H07B100884 | H07B100884 | - | BEMS | B | - | ACT | C | H07 | BEMS | ULTRASOUND THERAPY UNIT | ULTRASOUND THERAPY UNIT | BA | PHYSIOTHERAPY | GF | ISH/BE/00686 | 0 |  | 0 | HOSPITAL | 8500 | 0 | 0 | 0 | 0 | 0 | 0 | 0 | 0 | 0 | 0 | 2010-05-01 | 1900-01-01 | 15 | [8 empty] | PHYSIOTHERAPY |  |  |  | 0 | 0 | [12 empty] | admin | 2024-12-12 14:25 |  | GYMNA | UTSH 204 | 55095 |  |  |  | 1 | B | 1 |  | MAYCARE SDN BHD | MAYCARE SDN BHD |  | USA |  | PRINCIP ENGINEERING |  |  | 0 | 0 | 0 | 0 |  |  |  |  | 2009-05-20 | KPJ Ipoh Specialist Hospital | 1 | bar: AUG
886 | H07B100886 | H07B100886 | 10208 | BEMS | B | - | ACT | N | H07 | BEMS | ASPIRATORS | ASPIRATORS | BA | PHYSIOTHERAPY | GF | ISH/BE/00824 | 0 |  | 0 | HOSPITAL | 1600 | 0 | 0 | 0 | 0 | 0 | 0 | 0 | 0 | 0 | 0 | 2011-06-01 | 1900-01-01 | 14 | [8 empty] | PHYSIOTHERAPY |  |  |  | 0 | 0 | [12 empty] | admin | 2024-12-12 14:25 |  | STURDY | 7E-D | 9060080 |  |  |  | 1 | B | 1 |  | RITZ MEDICAL SDN BHD | RITZ MEDICAL SDN BHD |  | CHINA |  | PRINCIP ENGINEERING |  |  | 0 | 0 | 0 | 0 |  |  |  |  | 2010-06-15 | KPJ Ipoh Specialist Hospital | 1 | bar: JUL
887 | H07B100887 | H07B100887 | - | BEMS | B | - | ACT | C | H07 | BEMS | TRACTION UNIT | TRACTION UNIT | BA | PHYSIOTHERAPY | GF | ISH/BE/00804 | 0 |  | 0 | HOSPITAL | 19371.25 | 0 | 0 | 0 | 0 | 0 | 0 | 0 | 0 | 0 | 0 | 2011-05-01 | 1900-01-01 | 14 | [8 empty] | PHYSIOTHERAPY |  |  |  | 0 | 0 | [12 empty] | admin | 2024-12-12 14:25 |  | MELTRON | ACCUTRAC | 1B9266014 |  |  |  | 1 | B | 1 |  | MEDIKA SUPPLIES SDN BHD | MEDIKA SUPPLIES SDN BHD |  | USA |  | PRINCIP ENGINEERING |  |  | 0 | 0 | 0 | 0 |  |  |  |  | 2010-07-05 | KPJ Ipoh Specialist Hospital | 1 | bar: AUG
888 | H07B100888 | H07B100888 | - | BEMS | B | - | ACT | N | H07 | BEMS | ELECTRICAL SPHYGMOMANOMETER | ELECTRICAL SPHYGMOMANOMETER | BA | PHYSIOTHERAPY | GF | ISH/BE/00903 | 0 |  | 0 | HOSPITAL | 300 | 0 | 0 | 0 | 0 | 0 | 0 | 0 | 0 | 0 | 0 | 2011-12-01 | 1900-01-01 | 14 | [8 empty] | PHYSIOTHERAPY |  |  |  | 0 | 0 | [12 empty] | admin | 2024-12-12 14:25 |  | ELEPHANT | DXJ-210 | DXJ-210101201 |  |  |  | 1 | B | 1 |  | RITZ MEDICAL SUPPLIES | RITZ MEDICAL SUPPLIES |  | CHINA |  | BEMS ISH |  |  | 0 | 0 | 0 | 0 |  |  |  |  | 2010-10-12 | KPJ Ipoh Specialist Hospital | 1 | bar: APR
889 | H07B100889 | H07B100889 | - | BEMS | B | - | ACT | C | H07 | BEMS | TREADMILL | TREADMILL | BA | PHYSIOTHERAPY | GF | ISH/BE/01012 | 0 |  | 0 | HOSPITAL | 12500 | 0 | 0 | 0 | 0 | 0 | 0 | 0 | 0 | 0 | 0 | 2012-09-01 | 1900-01-01 | 13 | [8 empty] | PHYSIOTHERAPY |  |  |  | 0 | 0 | [12 empty] | admin | 2024-12-12 14:25 |  | KETTLER | POO368902VTWHM | 11780285200078 |  |  |  | 1 | B | 1 |  | JH-ENRAF NONIUS (M) SDN BHD | JH-ENRAF NONIUS (M) SDN BHD |  | USA |  | PRINCIP ENGINEERING |  |  | 0 | 0 | 0 | 0 |  |  |  |  | 2011-12-09 | KPJ Ipoh Specialist Hospital | 1 | bar: AUG
890 | H07B100890 | H07B100890 | - | BEMS | B | - | ACT | N | H07 | BEMS | ERGOMETER CYCLE | ERGOMETER CYCLE | BA | PHYSIOTHERAPY | GF | ISH/BE/01013 | 0 |  | 0 | HOSPITAL | 10445 | 0 | 0 | 0 | 0 | 0 | 0 | 0 | 0 | 0 | 0 | 2012-09-01 | 1900-01-01 | 13 | [8 empty] | PHYSIOTHERAPY |  |  |  | 0 | 0 | [12 empty] | admin | 2024-12-12 14:25 |  | MONARK | 970 | WBK277119 |  |  |  | 1 | B | 1 |  | JH-ENRAF NONIUS (M) SDN BHD | JH-ENRAF NONIUS (M) SDN BHD |  | USA |  | PRINCIP ENGINEERING |  |  | 0 | 0 | 0 | 0 |  |  |  |  | 2011-12-09 | KPJ Ipoh Specialist Hospital | 1 | bar: AUG
891 | H07B100891 | H07B100891 | - | BEMS | B | - | ACT | N | H07 | BEMS | ELECTRICAL COUCH | ELECTRICAL COUCH | BA | PHYSIOTHERAPY | GF | ISH/BE/01125 | 0 |  | 0 | HOSPITAL | 6000 | 0 | 0 | 0 | 0 | 0 | 0 | 0 | 0 | 0 | 0 | 2013-12-01 | 1900-01-01 | 12 | [8 empty] | PHYSIOTHERAPY |  |  |  | 0 | 0 | [12 empty] | admin | 2024-12-12 14:25 |  | GYMNA | DUO CLASSIC | G014242 |  |  |  | 1 | B | 1 |  | MALAYSIA HEALTHCARE SDN BHD | MALAYSIA HEALTHCARE SDN BHD |  | USA |  | PRINCIP ENGINEERING |  |  | 0 | 0 | 0 | 0 |  |  |  |  | 2012-12-20 | KPJ Ipoh Specialist Hospital | 1 | bar: AUG
892 | H07B100892 | H07B100892 | - | BEMS | B | - | ACT | N | H07 | BEMS | ELECTRICAL COUCH | ELECTRICAL COUCH | BA | PHYSIOTHERAPY | GF | ISH/BE/01126 | 0 |  | 0 | HOSPITAL | 6000 | 0 | 0 | 0 | 0 | 0 | 0 | 0 | 0 | 0 | 0 | 2013-12-01 | 1900-01-01 | 12 | [8 empty] | PHYSIOTHERAPY |  |  |  | 0 | 0 | [12 empty] | admin | 2024-12-12 14:25 |  | GYMNA | DUO CLASSIC | G014240 |  |  |  | 1 | B | 1 |  | MALAYSIA HEALTHCARE SDN BHD | MALAYSIA HEALTHCARE SDN BHD |  | USA |  | PRINCIP ENGINEERING |  |  | 0 | 0 | 0 | 0 |  |  |  |  | 2012-12-20 | KPJ Ipoh Specialist Hospital | 1 | bar: AUG
893 | H07B100893 | H07B100893 | - | BEMS | B | - | ACT | C | H07 | BEMS | ULTRASOUND THERAPY UNIT | ULTRASOUND THERAPY UNIT | BA | PHYSIOTHERAPY | GF | ISH/BE/01116 | 0 |  | 0 | HOSPITAL | 4900 | 0 | 0 | 0 | 0 | 0 | 0 | 0 | 0 | 0 | 0 | 2014-08-01 | 1900-01-01 | 11 | [8 empty] | PHYSIOTHERAPY |  |  |  | 0 | 0 | [12 empty] | admin | 2024-12-12 14:25 |  | ENRAF-NONIUS | SONOPULS 190 II | 02820 |  |  |  | 1 | B | 1 |  | JH-ENRAF NONIUS (M) SDN BHD | JH-ENRAF NONIUS (M) SDN BHD |  | USA |  | PRINCIP ENGINEERING |  |  | 0 | 0 | 0 | 0 |  |  |  |  | 2013-08-26 | KPJ Ipoh Specialist Hospital | 1 | bar: AUG
894 | H07B100894 | H07B100894 | - | BEMS | B | - | ACT | C | H07 | BEMS | TRANSCUTANEUS ELECTRICAL NERVE STIMULATOR | TRANSCUTANEUS ELECTRICAL NERVE STIMULATOR | BA | PHYSIOTHERAPY | GF | ISH/BE/01121 | 0 |  | 0 | HOSPITAL | 0 | 0 | 0 | 0 | 0 | 0 | 0 | 0 | 0 | 0 | 0 | 2014-09-01 | 1900-01-01 | 11 | [8 empty] | PHYSIOTHERAPY |  |  |  | 0 | 0 | [12 empty] | admin | 2024-12-12 14:25 |  | ENRAF-NONIUS | P82 | 19.225 |  |  |  | 1 | B | 1 |  | JH-ENRAF NONIUS (M) SDN BHD | JH-ENRAF NONIUS (M) SDN BHD |  | USA |  | KYOSEI BOEKI SDN BHD |  |  | 0 | 0 | 0 | 0 |  |  |  |  | 2013-09-24 | KPJ Ipoh Specialist Hospital | 1 | bar: AUG
895 | H07B100895 | H07B100895 | - | BEMS | B | - | ACT | N | H07 | BEMS | ELECTRICAL COUCH | ELECTRICAL COUCH | BA | PHYSIOTHERAPY | GF | ISH/BE/01119 | 0 |  | 0 | HOSPITAL | 0 | 0 | 0 | 0 | 0 | 0 | 0 | 0 | 0 | 0 | 0 | 2014-09-01 | 1900-01-01 | 11 | [8 empty] | PHYSIOTHERAPY |  |  |  | 0 | 0 | [12 empty] | admin | 2024-12-12 14:25 |  | ENRAF-NONIUS | MANUXELECT 2 | 55005037 |  |  |  | 1 | B | 1 |  | JH-ENRAF NONIUS (M) SDN BHD | JH-ENRAF NONIUS (M) SDN BHD |  | USA |  | PRINCIP ENGINEERING |  |  | 0 | 0 | 0 | 0 |  |  |  |  | 2013-09-24 | KPJ Ipoh Specialist Hospital | 1 | bar: AUG
896 | H07B100896 | H07B100896 | - | BEMS | B | - | ACT | N | H07 | BEMS | ELECTRICAL COUCH | ELECTRICAL COUCH | BA | PHYSIOTHERAPY | GF | ISH/BE/01120 | 0 |  | 0 | HOSPITAL | 0 | 0 | 0 | 0 | 0 | 0 | 0 | 0 | 0 | 0 | 0 | 2014-09-01 | 1900-01-01 | 11 | [8 empty] | PHYSIOTHERAPY |  |  |  | 0 | 0 | [12 empty] | admin | 2024-12-12 14:25 |  | ENRAF-NONIUS | MANUXELECT 2 | 55005038 |  |  |  | 1 | B | 1 |  | JH-ENRAF NONIUS (M) SDN BHD | JH-ENRAF NONIUS (M) SDN BHD |  | USA |  | PRINCIP ENGINEERING |  |  | 0 | 0 | 0 | 0 |  |  |  |  | 2013-09-24 | KPJ Ipoh Specialist Hospital | 1 | bar: AUG
897 | H07B100897 | H07B100897 | - | BEMS | B | - | ACT | C | H07 | BEMS | TRANSCUTANEUS ELECTRICAL NERVE STIMULATOR | TRANSCUTANEUS ELECTRICAL NERVE STIMULATOR | BA | PHYSIOTHERAPY | GF | ISH/BE/01137 | 0 |  | 0 | HOSPITAL | 35000 | 0 | 0 | 0 | 0 | 0 | 0 | 0 | 0 | 0 | 0 | 2015-01-01 | 1900-01-01 | 10 | [8 empty] | PHYSIOTHERAPY |  |  |  | 0 | 0 | [12 empty] | admin | 2024-12-12 14:25 |  | HOMER ION | TENS21 | 100050 |  |  |  | 1 | B | 1 |  | MIRAISTAR MARKERTING SDN BHD | MIRAISTAR MARKERTING SDN BHD |  | USA |  | KYOSEI BOEKI SDN BHD |  |  | 0 | 0 | 0 | 0 |  |  |  |  | 2014-01-16 | KPJ Ipoh Specialist Hospital | 1 | bar: APR
898 | H07B100898 | H07B100898 | - | BEMS | B | - | ACT | C | H07 | BEMS | TRANSCUTANEUS ELECTRICAL NERVE STIMULATOR | TRANSCUTANEUS ELECTRICAL NERVE STIMULATOR | BA | PHYSIOTHERAPY | GF | ISH/BE/01138 | 0 |  | 0 | HOSPITAL | 35000 | 0 | 0 | 0 | 0 | 0 | 0 | 0 | 0 | 0 | 0 | 2015-01-01 | 1900-01-01 | 10 | [8 empty] | PHYSIOTHERAPY |  |  |  | 0 | 0 | [12 empty] | admin | 2024-12-12 14:25 |  | HOMER ION | TENS21 | 100051 |  |  |  | 1 | B | 1 |  | MIRAISTAR MARKERTING SDN BHD | MIRAISTAR MARKERTING SDN BHD |  | USA |  | KYOSEI BOEKI SDN BHD |  |  | 0 | 0 | 0 | 0 |  |  |  |  | 2014-01-16 | KPJ Ipoh Specialist Hospital | 1 | bar: APR
899 | H07B100899 | H07B100899 | - | BEMS | B | - | ACT | N | H07 | BEMS | ELECTRICAL COUCH | ELECTRICAL COUCH | BA | PHYSIOTHERAPY | GF | ISH/BE/01205 | 0 |  | 0 | HOSPITAL | 9040 | 0 | 0 | 0 | 0 | 0 | 0 | 0 | 0 | 0 | 0 | 2015-12-01 | 1900-01-01 | 10 | [8 empty] | PHYSIOTHERAPY |  |  |  | 0 | 0 | [12 empty] | admin | 2024-12-12 14:25 |  | FISIO | DUALIS | 1265 |  |  |  | 1 | B | 1 |  | MEDI LIFESPORT (M) SDN BHD | MEDI LIFESPORT (M) SDN BHD |  | USA |  | PRINCIP ENGINEERING |  |  | 0 | 0 | 0 | 0 |  |  |  |  | 2014-12-04 | KPJ Ipoh Specialist Hospital | 1 | bar: AUG
900 | H07B100900 | H07B100900 | - | BEMS | B | - | ACT | N | H07 | BEMS | TRACTION UNIT | TRACTION UNIT | BA | PHYSIOTHERAPY | GF | ISH/BE/01282 | 0 |  | 0 | HOSPITAL | 13530 | 0 | 0 | 0 | 0 | 0 | 0 | 0 | 0 | 0 | 0 | 2016-08-01 | 1900-01-01 | 9 | [8 empty] | PHYSIOTHERAPY |  |  |  | 0 | 0 | [12 empty] | admin | 2024-12-12 14:25 |  | BTL | 16 PLUS | 1C4122014 |  |  |  | 1 | B | 1 |  | BTL INDUSTRIES MALAYSIA SDN BHD | BTL INDUSTRIES MALAYSIA SDN BHD |  | USA |  | PRINCIP ENGINEERING |  |  | 0 | 0 | 0 | 0 |  |  |  |  | 2015-08-20 | KPJ Ipoh Specialist Hospital | 1 | bar: AUG
1255 | H07B200005 | H07B200005 | - | BEMS | B | - | ACT | N | H07 | BEMS | TRACTION UNIT | TRACTION UNIT | BA | PHYSIOTHERAPY | GF | ISH/BE/01283 | 0 |  | 0 | HOSPITAL | 9730 | 0 | 0 | 0 | 0 | 0 | 0 | 0 | 0 | 0 | 0 | 2016-08-01 | 1900-01-01 | 9 | [8 empty] | PHYSIOTHERAPY |  |  |  | 0 | 0 | [12 empty] | admin | 2024-12-12 14:25 |  | BTL | 1300 | 0637462 |  |  |  | 1 | B | 0 |  | BTL INDUSTRIES MALAYSIA SDN BHD | BTL INDUSTRIES MALAYSIA SDN BHD |  | USA |  | PRINCIP ENGINEERING |  |  | 0 | 0 | 0 | 0 |  |  |  |  | 2015-08-20 | KPJ Ipoh Specialist Hospital | 1 | bar: AUG
1256 | H07B200006 | H07B200006 | - | BEMS | B | - | ACT | C | H07 | BEMS | PARAFFINIC BATH | PARAFFINIC BATH | BA | PHYSIOTHERAPY | GF | ISH/BE/01284 | 0 |  | 0 | HOSPITAL | 13000 | 0 | 0 | 0 | 0 | 0 | 0 | 0 | 0 | 0 | 0 | 2016-08-01 | 1900-01-01 | 9 | [8 empty] | PHYSIOTHERAPY |  |  |  | 0 | 0 | [12 empty] | admin | 2024-12-12 14:25 |  | BTL | 25 XL | 1540020-P |  |  |  | 1 | B | 0 |  | BTL INDUSTRIES MALAYSIA SDN BHD | BTL INDUSTRIES MALAYSIA SDN BHD |  | USA |  | PRINCIP ENGINEERING |  |  | 0 | 0 | 0 | 0 |  |  |  |  | 2015-08-20 | KPJ Ipoh Specialist Hospital | 1 | bar: AUG
901 | H07B100901 | H07B100901 | 16944 | BEMS | B | - | ACT | C | H07 | BEMS | HIGH INTENSITY LASER | HIGH INTENSITY LASER | BA | PHYSIOTHERAPY | GF | ISH/BE/01420 | 0 |  | 0 | HOSPITAL | 82610.11 | 0 | 0 | 0 | 0 | 0 | 0 | 0 | 0 | 0 | 0 | 2018-06-01 | 1900-01-01 | 8 | [8 empty] | PHYSIOTHERAPY |  |  |  | 0 | 0 | [12 empty] | admin | 2024-12-12 14:25 |  | BTL | BTL-6000 | 041-B-01335 |  |  |  | 1 | B | 1 |  | BTL INDUSTRIES MALAYSIA SDN BHD | BTL INDUSTRIES MALAYSIA SDN BHD | STOR 130571(FA) | USA |  | BTL INDUSTRIES MALAYSIA SDN BHD |  |  | 0 | 0 | 0 | 0 |  |  |  |  | 2016-06-13 | KPJ Ipoh Specialist Hospital | 1 | bar: FEB
902 | H07B100902 | H07B100902 | - | BEMS | B | - | ACT | C | H07 | BEMS | ULTRASOUND THERAPY UNIT | ULTRASOUND THERAPY UNIT | BA | PHYSIOTHERAPY | GF | ISH/BE/01424 | 0 |  | 0 | HOSPITAL | 13500 | 0 | 0 | 0 | 0 | 0 | 0 | 0 | 0 | 0 | 0 | 2018-06-01 | 1900-01-01 | 8 | [8 empty] | PHYSIOTHERAPY |  |  |  | 0 | 0 | [12 empty] | admin | 2024-12-12 14:25 |  | GYMNA | PULSON 200 | 75408 |  |  |  | 1 | B | 1 |  | MALAYSIAN HEALTHCARE SDN BHD | MALAYSIAN HEALTHCARE SDN BHD | STOR 130539(FA) | USA |  | PRINCIP ENGINEERING |  |  | 0 | 0 | 0 | 0 |  |  |  |  | 2016-06-28 | KPJ Ipoh Specialist Hospital | 1 | bar: AUG
903 | H07B100903 | H07B100903 | - | BEMS | B | - | ACT | C | H07 | BEMS | ULTRASOUND THERAPY UNIT | ULTRASOUND THERAPY UNIT | BA | PHYSIOTHERAPY | GF | ISH/BE/01524 | 0 |  | 0 | HOSPITAL | 7500 | 0 | 0 | 0 | 0 | 0 | 0 | 0 | 0 | 0 | 0 | 2018-07-01 | 1900-01-01 | 7 | [8 empty] | PHYSIOTHERAPY |  |  |  | 0 | 0 | [12 empty] | admin | 2024-12-12 14:25 |  | GYMNA | PULSON 100 | 101816 |  |  |  | 1 | B | 1 |  | PERNIAGAAN MEGA MEDIK | PERNIAGAAN MEGA MEDIK | STOR 142417 (FA) | USA |  | PRINCIP ENGINEERING |  |  | 0 | 0 | 0 | 0 |  |  |  |  | 2017-07-24 | KPJ Ipoh Specialist Hospital | 1 | bar: AUG
904 | H07B100904 | H07B100904 | - | BEMS | B | - | ACT | N | H07 | BEMS | ELECTRICAL COUCH | ELECTRICAL COUCH | BA | PHYSIOTHERAPY | GF | ISH/BE/01562 | 0 |  | 0 | HOSPITAL | 8300 | 0 | 0 | 0 | 0 | 0 | 0 | 0 | 0 | 0 | 0 | 2018-12-01 | 1900-01-01 | 7 | [8 empty] | PHYSIOTHERAPY |  |  |  | 0 | 0 | [12 empty] | admin | 2024-12-12 14:25 |  | GYMNA | G2 DUO | G043594 |  |  |  | 1 | B | 1 |  | MALAYSIAN HEALTHCARE SDN BHD | MALAYSIAN HEALTHCARE SDN BHD | STOR 147764 (FA) | USA |  | PRINCIP ENGINEERING |  |  | 0 | 0 | 0 | 0 |  |  |  |  | 2017-12-08 | KPJ Ipoh Specialist Hospital | 1 | bar: AUG
905 | H07B100905 | H07B100905 | - | BEMS | B | - | ACT | N | H07 | BEMS | ELECTRICAL COUCH | ELECTRICAL COUCH | BA | PHYSIOTHERAPY | GF | ISH/BE/01563 | 0 |  | 0 | HOSPITAL | 8300 | 0 | 0 | 0 | 0 | 0 | 0 | 0 | 0 | 0 | 0 | 2018-12-01 | 1900-01-01 | 7 | [8 empty] | PHYSIOTHERAPY |  |  |  | 0 | 0 | [12 empty] | admin | 2024-12-12 14:25 |  | GYMNA | G2 DUO | G043595 |  |  |  | 1 | B | 1 |  | MALAYSIAN HEALTHCARE SDN BHD | MALAYSIAN HEALTHCARE SDN BHD | STOR 147764 (FA) | USA |  | PRINCIP ENGINEERING |  |  | 0 | 0 | 0 | 0 |  |  |  |  | 2017-12-08 | KPJ Ipoh Specialist Hospital | 1 | bar: AUG
906 | H07B100906 | H07B100906 | - | BEMS | B | - | ACT | N | H07 | BEMS | ELECTRICAL COUCH | ELECTRICAL COUCH | BA | PHYSIOTHERAPY | GF | ISH/BE/01564 | 0 |  | 0 | HOSPITAL | 8300 | 0 | 0 | 0 | 0 | 0 | 0 | 0 | 0 | 0 | 0 | 2018-12-01 | 1900-01-01 | 7 | [8 empty] | PHYSIOTHERAPY |  |  |  | 0 | 0 | [12 empty] | admin | 2024-12-12 14:25 |  | GYMNA | G2 DUO | G043593 |  |  |  | 1 | B | 1 |  | MALAYSIAN HEALTHCARE SDN BHD | MALAYSIAN HEALTHCARE SDN BHD | STOR 147764 (FA) | USA |  | PRINCIP ENGINEERING |  |  | 0 | 0 | 0 | 0 |  |  |  |  | 2017-12-08 | KPJ Ipoh Specialist Hospital | 1 | bar: AUG
907 | H07B100907 | H07B100907 | - | BEMS | B | - | ACT | C | H07 | BEMS | ELECTROTHERAPY UNIT | ELECTROTHERAPY UNIT | BA | PHYSIOTHERAPY | GF | ISH/BE/01572 | 0 |  | 0 | HOSPITAL | 21200 | 0 | 0 | 0 | 0 | 0 | 0 | 0 | 0 | 0 | 0 | 2019-05-01 | 1900-01-01 | 6 | [8 empty] | PHYSIOTHERAPY |  |  |  | 0 | 0 | [12 empty] | admin | 2024-12-12 14:25 |  | ENRAF-NONIUS | ENDOMED 482 & VOCATRON 460 | 37122 |  |  |  | 1 | B | 1 |  | PERNIAGAAN MEGA MEDIK | PERNIAGAAN MEGA MEDIK | STOR 156692 | USA |  | PRINCIP ENGINEERING |  |  | 0 | 0 | 0 | 0 |  |  |  |  | 2018-05-31 | KPJ Ipoh Specialist Hospital | 1 | bar: AUG
908 | H07B100908 | H07B100908 | - | BEMS | B | - | ACT | C | H07 | BEMS | TRANSCUTANEUS ELECTRICAL NERVE STIMULATOR | TRANSCUTANEUS ELECTRICAL NERVE STIMULATOR | BA | PHYSIOTHERAPY | GF | ISH/BE/01578 | 0 |  | 0 | HOSPITAL | 22800 | 0 | 0 | 0 | 0 | 0 | 0 | 0 | 0 | 0 | 0 | 2019-09-01 | 1900-01-01 | 6 | [8 empty] | PHYSIOTHERAPY |  |  |  | 0 | 0 | [12 empty] | admin | 2024-12-12 14:25 |  | HOMER ION | TENS 21 | 100061 |  |  |  | 1 | B | 1 |  | KYOSEI BOEKI (M) SDN BHD | KYOSEI BOEKI (M) SDN BHD | STOR163394(FA) | JAPAN |  | KYOSEI BOEKI (M) SDN BHD |  |  | 0 | 0 | 0 | 0 |  |  |  |  | 2018-09-27 | KPJ Ipoh Specialist Hospital | 1 | bar: APR
909 | H07B100909 | H07B100909 | - | BEMS | B | - | ACT | N | H07 | BEMS | ELECTRICAL COUCH | ELECTRICAL COUCH | BA | PHYSIOTHERAPY | GF | ISH/BE/01498 | 0 |  | 0 | HOSPITAL | 5400 | 0 | 0 | 0 | 0 | 0 | 0 | 0 | 0 | 0 | 0 | 2017-10-01 | 1900-01-01 | 8 | [8 empty] | PHYSIOTHERAPY |  |  |  | 0 | 0 | [12 empty] | admin | 2024-12-12 14:25 |  | GYMNA | EC6200 | 91768 |  |  |  | 1 | B | 1 |  | PERNIAGAAN MEGA MEDIK | PERNIAGAAN MEGA MEDIK | STOR 135941 (FA) | USA |  | PRINCIP ENGINEERING |  |  | 0 | 0 | 0 | 0 |  |  |  |  | 2016-10-06 | KPJ Ipoh Specialist Hospital | 1 | bar: AUG
910 | H07B100910 | H07B100910 | - | BEMS | B | - | ACT | C | H07 | BEMS | ULTRASOUND THERAPY UNIT | ULTRASOUND THERAPY UNIT | BA | PHYSIOTHERAPY | GF | ISH/BE/01505 | 0 |  | 0 | HOSPITAL | 7800 | 0 | 0 | 0 | 0 | 0 | 0 | 0 | 0 | 0 | 0 | 2017-12-01 | 1900-01-01 | 8 | [8 empty] | PHYSIOTHERAPY |  |  |  | 0 | 0 | [12 empty] | admin | 2024-12-12 14:25 |  | GYMNA | PULSON 100 | 71759 |  |  |  | 1 | B | 1 |  | PERNIAGAAN MEGA MEDIK | PERNIAGAAN MEGA MEDIK | STOR 135941 (FA) | USA |  | PRINCIP ENGINEERING |  |  | 0 | 0 | 0 | 0 |  |  |  |  | 2017-12-30 | KPJ Ipoh Specialist Hospital | 1 | bar: AUG
911 | H07B100911 | H07B100911 | - | BEMS | B | - | ACT | C | H07 | BEMS | RECUMBENT BIKE | RECUMBENT BIKE | BA | PHYSIOTHERAPY | GF | ISH/BE/01731 | 0 |  | 0 | HOSPITAL | 6400 | 0 | 0 | 0 | 0 | 0 | 0 | 0 | 0 | 0 | 0 | 2023-11-01 | 1900-01-01 | 2 | [8 empty] | PHYSIOTHERAPY |  |  |  | 0 | 0 | [12 empty] | admin | 2024-12-12 14:25 |  | SCHWINN | 510R | 100936PRO22100021 |  |  |  | 1 | B | 1 |  | PERNIAGAAN MEGA MEDIK | PERNIAGAAN MEGA MEDIK | STOR 207319 | USA |  | PERNIAGAAN MEGA MEDIK |  |  | 0 | 0 | 0 | 0 |  |  |  |  | 2022-11-29 | KPJ Ipoh Specialist Hospital | 1 | bar: NOV
912 | H07B100912 | H07B100912 | - | BEMS | B | - | ACT | C | H07 | BEMS | SHOCKWAVE THERAPHY | SHOCKWAVE THERAPHY | BA | PHYSIOTHERAPY | GF | ISH/BE/01739 | 0 |  | 0 | HOSPITAL | 39000 | 0 | 0 | 0 | 0 | 0 | 0 | 0 | 0 | 0 | 0 | 2024-12-01 | 1900-01-01 | 2 | [8 empty] | PHYSIOTHERAPY |  |  |  | 0 | 0 | [12 empty] | admin | 2024-12-12 14:25 |  | BTL | BTL-6000 SWT TOPLINE | 04400B012947 |  |  |  | 1 | B | 1 |  | BTL INDUSTRIES MALAYSIA SDN BHD | BTL INDUSTRIES MALAYSIA SDN BHD | STOR 207471 | USA |  | BTL INDUSTRIES MALAYSIA SDN BHD |  |  | 0 | 0 | 0 | 0 |  |  |  |  | 2022-07-12 | KPJ Ipoh Specialist Hospital | 1 | bar: DEC
913 | H07B100913 | H07B100913 | - | BEMS | B | - | ACT | C | H07 | BEMS | ULTRASOUND THERAPY UNIT | ULTRASOUND THERAPY UNIT | BA | PHYSIOTHERAPY | GF | ISH/BE/01740 | 0 |  | 0 | HOSPITAL | 6950 | 0 | 0 | 0 | 0 | 0 | 0 | 0 | 0 | 0 | 0 | 2024-12-01 | 1900-01-01 | 2 | [8 empty] | PHYSIOTHERAPY |  |  |  | 0 | 0 | [12 empty] | admin | 2024-12-12 14:25 |  | BTL | BTL-4710 SMART | 058S0B023574 |  |  |  | 1 | B | 1 |  | BTL INDUSTRIES MALAYSIA SDN BHD | BTL INDUSTRIES MALAYSIA SDN BHD | STOR 207318 | USA |  | BTL INDUSTRIES MALAYSIA SDN BHD |  |  | 0 | 0 | 0 | 0 |  |  |  |  | 2022-07-12 | KPJ Ipoh Specialist Hospital | 1 | bar: FEB
914 | H07B100914 | H07B100914 | - | BEMS | B | - | ACT | C | H07 | BEMS | ULTRASOUND THERAPY UNIT | ULTRASOUND THERAPY UNIT | BA | PHYSIOTHERAPY | GF | ISH/BE/01741 | 0 |  | 0 | HOSPITAL | 6950 | 0 | 0 | 0 | 0 | 0 | 0 | 0 | 0 | 0 | 0 | 2024-12-01 | 1900-01-01 | 2 | [8 empty] | PHYSIOTHERAPY |  |  |  | 0 | 0 | [12 empty] | admin | 2024-12-12 14:25 |  | BTL | BTL-4710 SMART | 058S0B023618 |  |  |  | 1 | B | 1 |  | BTL INDUSTRIES MALAYSIA SDN BHD | BTL INDUSTRIES MALAYSIA SDN BHD | STOR 207318 | USA |  | BTL INDUSTRIES MALAYSIA SDN BHD |  |  | 0 | 0 | 0 | 0 |  |  |  |  | 2022-07-12 | KPJ Ipoh Specialist Hospital | 1 | bar: DEC
915 | H07B100915 | H07B100915 | - | BEMS | B | - | ACT | C | H07 | BEMS | ULTRASOUND THERAPY UNIT | ULTRASOUND THERAPY UNIT | BA | PHYSIOTHERAPY | GF | ISH/BE/01886 | 0 |  | 0 | HOSPITAL | 13000 | 0 | 0 | 0 | 0 | 0 | 0 | 0 | 0 | 0 | 0 | 2025-11-07 | 1900-01-01 | 1 | [8 empty] | PHYSIOTHERAPY |  |  |  | 0 | 0 | [12 empty] | admin | 2024-12-12 14:25 |  | BTL | BTL-4710 PREMIUM | 058P0B024742 |  |  |  | 1 | B | 1 |  | BTL INDUSTRIES MALAYSIA SDN BHD | BTL INDUSTRIES MALAYSIA SDN BHD | STOR 214542 | USA |  | BTL INDUSTRIES MALAYSIA SDN BHD |  |  | 0 | 0 | 0 | 0 |  |  |  |  | 2023-12-07 | KPJ Ipoh Specialist Hospital | 1 | bar: JUL
916 | H07B100916 | H07B100916 | - | BEMS | B | - | ACT | C | H07 | BEMS | TREATMILL HOIST SYSTEM | TREATMILL HOIST SYSTEM | BA | PHYSIOTHERAPY | GF | ISH/BE/01932 | 0 |  | 0 | HOSPITAL | 37810 | 0 | 0 | 0 | 0 | 0 | 0 | 0 | 0 | 0 | 0 | 2025-10-04 | 1900-01-01 | 1 | [8 empty] | PHYSIOTHERAPY |  |  |  | 0 | 0 | [12 empty] | admin | 2024-12-12 14:25 |  | DIRECT HEALTHCARE GROUP | RISE BASIC | 23030015 |  |  |  | 1 | B | 1 |  | MEDIKA SUPPLIES SDN BHD | MEDIKA SUPPLIES SDN BHD | STOR214581 | SWIDEN |  | MEDIKA SUPPLIES SDN BHD |  |  | 0 | 0 | 0 | 0 |  |  |  |  | 2023-05-10 | KPJ Ipoh Specialist Hospital | 1 | bar: OCT
917 | H07B100917 | H07B100917 | - | BEMS | B | - | ACT | N | H07 | BEMS | ELECTRIC TILT TABLE | ELECTRIC TILT TABLE | BA | PHYSIOTHERAPY | GF | ISH/BE/01951 | 0 |  | 0 | HOSPITAL | 13500 | 0 | 0 | 0 | 0 | 0 | 0 | 0 | 0 | 0 | 0 |  | 1900-01-01 | 1 | [8 empty] | PHYSIOTHERAPY |  |  |  | 0 | 0 | [12 empty] | admin | 2024-12-12 14:25 |  | KDM MEDI | KDM-C109A | N/A |  |  |  | 1 | B | 1 |  | PRINCIP ENGINEEERING | PRINCIP ENGINEEERING | STOR 218380 | CHINA |  | PRINCIP ENGINEERING |  |  | 0 | 0 | 0 | 0 |  |  |  |  | 2023-10-30 | KPJ Ipoh Specialist Hospital | 1 | bar: OCT
918 | H07B100918 | H07B100918 | - | BEMS | B | - | ACT | C | H07 | BEMS | IR LAMP NON LUMINIOUS | IR LAMP NON LUMINIOUS | BA | PHYSIOTHERAPY | GF | ISH/BE/01960 | 0 |  | 0 | HOSPITAL | 15000 | 0 | 0 | 0 | 0 | 0 | 0 | 0 | 0 | 0 | 0 | 2024-12-10 | 1900-01-01 | 1 | [8 empty] | PHYSIOTHERAPY |  |  |  | 0 | 0 | [12 empty] | admin | 2024-12-12 14:25 |  | VERRE & QUARTZ | 4003/2N | 23082908 |  |  |  | 1 | B | 1 |  | EL SHAF RIZQI SOLUTIONS | EL SHAF RIZQI SOLUTIONS | STOR 218379 | FRANCE |  | EL SHAF RIZQI SOLUTIONS |  |  | 0 | 0 | 0 | 0 |  |  |  |  | 2023-11-12 | KPJ Ipoh Specialist Hospital | 1 | bar: JAN
919 | H07B100919 | H07B100919 | - | BEMS | B | - | ACT | C | H07 | BEMS | ULTRASOUND THERAPY UNIT | ULTRASOUND THERAPY UNIT | BA | PHYSIOTHERAPY | GF | ISH/BE/01961 | 0 |  | 0 | HOSPITAL | 19000 | 0 | 0 | 0 | 0 | 0 | 0 | 0 | 0 | 0 | 0 |  | 1900-01-01 | 1 | [8 empty] | PHYSIOTHERAPY |  |  |  | 0 | 0 | [12 empty] | admin | 2024-12-12 14:25 |  | GYMNA UNIPHY | PULSON 200 | 130238 |  |  |  | 1 | B | 1 |  | EL SHAF RIZQI SOLUTIONS | EL SHAF RIZQI SOLUTIONS | STOR 215099 | BELGIUM |  | EL SHAF RIZQI SOLUTIONS |  |  | 0 | 0 | 0 | 0 |  |  |  |  | 2023-12-14 | KPJ Ipoh Specialist Hospital | 1 | bar: DEC
920 | H07B100920 | H07B100920 | - | BEMS | B | - | ACT | C | H07 | BEMS | TENS WIRELESS PROFESSIONAL FULL 4 CHANNEL | TENS WIRELESS PROFESSIONAL FULL 4 CHANNEL | BA | PHYSIOTHERAPY | GF | ISH/BE/01962 | 0 |  | 0 | HOSPITAL | 24700 | 0 | 0 | 0 | 0 | 0 | 0 | 0 | 0 | 0 | 0 | 2026-01-08 | 1900-01-01 | 1 | [8 empty] | PHYSIOTHERAPY |  |  |  | 0 | 0 | [12 empty] | admin | 2024-12-12 14:25 |  | CHATTANOOGA | 2532119 | YMP022257 & YMP022116 |  |  |  | 1 | B | 1 |  | SUP100026 | PRINCIP ENGINEERING | STOR 220400 | USA |  | PRINCIP ENGINEERING |  |  | 0 | 0 | 0 | 0 |  |  |  |  | 2024-01-09 | KPJ Ipoh Specialist Hospital | 0
921 | H07B100921 | H07B100921 | - | BEMS | B | - | ACT | C | H07 | BEMS | VITALSTIM PLUS ELECTROTHERAPY SYSTEM | VITALSTIM PLUS ELECTROTHERAPY SYSTEM | BA | PHYSIOTHERAPY | GF | ISH/BE/01963 | 0 |  | 0 | HOSPITAL | 24900 | 0 | 0 | 0 | 0 | 0 | 0 | 0 | 0 | 0 | 0 | 2026-01-08 | 1900-01-01 | 1 | [8 empty] | PHYSIOTHERAPY |  |  |  | 0 | 0 | [12 empty] | admin | 2024-12-12 14:25 |  | CHATTANOOGA | 5923-3 | (21)005720 |  |  |  | 1 | B | 1 |  | SUP100026 | PRINCIP ENGINEERING | STOR 220407 | USA |  | PRINCIP ENGINEERING |  |  | 0 | 0 | 0 | 0 |  |  |  |  | 2024-01-09 | KPJ Ipoh Specialist Hospital | 0
922 | H07B100922 | H07B100922 | - | BEMS | B | - | ACT | C | H07 | BEMS | MOTOMED MUVI | MOTOMED MUVI | BA | PHYSIOTHERAPY | GF | ISH/BE/01964 | 0 |  | 0 | HOSPITAL | 43000 | 0 | 0 | 0 | 0 | 0 | 0 | 0 | 0 | 0 | 0 |  | 1900-01-01 | 0 | [8 empty] | PHYSIOTHERAPY |  |  |  | 0 | 0 | [12 empty] | admin | 2024-12-12 14:25 |  | RECK-THECNIK GMBH & CO.KG | 300 | 149-VM3-000505 |  |  |  | 1 | B | 1 |  | SUP100018 | IDS MEDICAL SYSTEM (M) SDN BHD | STOR 220538 | USA |  | IDS MEDICAL SYSTEMS (M) SDN BHD |  |  | 0 | 0 | 0 | 0 |  |  |  |  | 2024-01-23 | KPJ Ipoh Specialist Hospital | 1 | bar: JAN
923 | H07B100923 | H07B100923 | - | BEMS | B | - | ACT | C | H07 | BEMS | MOTOMED LAYSON | MOTOMED LAYSON | BA | PHYSIOTHERAPY | GF | ISH/BE/01978 | 0 |  | 0 | HOSPITAL | 49900 | 0 | 0 | 0 | 0 | 0 | 0 | 0 | 0 | 0 | 0 | 2026-03-28 | 1900-01-01 | 0 | [8 empty] | PHYSIOTHERAPY |  |  |  | 0 | 0 | [12 empty] | admin | 2024-12-12 14:25 |  | RECK-TECHNIK GMBH & CO. K | 261.030 | K05-LY-030502 |  |  |  | 1 | B | 1 |  | IDS MEDICAL SYSTEMS (M) SDN BHD | IDS MEDICAL SYSTEMS (M) SDN BHD | STOR 220931 (FA) | USA |  | IDS MEDICAL SYSTEMS (M) SDN BHD |  |  | 0 | 0 | 0 | 0 |  |  |  |  | 2024-03-29 | KPJ Ipoh Specialist Hospital | 1 | bar: MAR
924 | H07B100924 | H07B100924 | - | BEMS | B | - | ACT | C | H07 | BEMS | HYDROCOLLATOR HEATING UNIT | HYDROCOLLATOR HEATING UNIT | BA | PHYSIOTHERAPY | GF | ISH/BE/02010 | 0 |  | 0 | HOSPITAL | 21000 | 0 | 0 | 0 | 0 | 0 | 0 | 0 | 0 | 0 | 0 | 2026-05-13 | 1900-01-01 | 0 | [8 empty] | PHYSIOTHERAPY |  |  |  | 0 | 0 | [12 empty] | admin | 2024-12-12 14:25 |  | CHATTANOOGA | M2 | T5111 |  |  |  | 1 | B | 1 |  | SUP100026 | PRINCIP ENGINEERING | STOR 223452 | USA |  | PRINCIP ENGINEERING |  |  | 0 | 0 | 0 | 0 |  |  |  |  | 2024-05-14 | KPJ Ipoh Specialist Hospital | 1 | bar: MAY
925 | H07B100925 | H07B100925 | - | BEMS | B | - | ACT | N | H07 | BEMS | ELECTRICAL COUCH | ELECTRICAL COUCH | BA | PHYSIOTHERAPY | GF | ISH/BE/02038 | 0 |  | 0 | HOSPITAL | 6000 | 0 | 0 | 0 | 0 | 0 | 0 | 0 | 0 | 0 | 0 | 2013-12-01 | 1900-01-01 | 12 | [8 empty] | PHYSIOTHERAPY |  |  |  | 0 | 0 | [12 empty] | admin | 2024-12-12 14:25 |  | GYMNA | DUO CLASSIC | G014241 |  |  |  | 1 | B | 1 |  | MALAYSIA HEALTHCARE SDN BHD | MALAYSIA HEALTHCARE SDN BHD |  | USA |  | PRINCIP ENGINEERING |  |  | 0 | 0 | 0 | 0 |  |  |  |  | 2012-12-20 | KPJ Ipoh Specialist Hospital | 1 | bar: AUG
926 | H07B100926 | H07B100926 | - | BEMS | B | - | ACT | C | H07 | BEMS | NEURO MASCULAR ELECTRICAL STIMULATION | NEURO MASCULAR ELECTRICAL STIMULATION | BA | PHYSIOTHERAPY | GF | ISH/BE/02047 | 0 |  | 0 | HOSPITAL | 5300 | 0 | 0 | 0 | 0 | 0 | 0 | 0 | 0 | 0 | 0 | 2025-09-04 | 1900-01-01 | 0 | [8 empty] | PHYSIOTHERAPY |  |  |  | 0 | 0 | [12 empty] | admin | 2024-12-12 14:25 |  | DJO | COMPEX | YRP076730 |  |  |  | 1 | B | 1 |  | SYARIKAT WELLCHEM SDN BHD | SYARIKAT WELLCHEM SDN BHD | STOR 229878 | FRANCE |  | SYARIKAT WELLCHEM SDN BHD |  |  | 0 | 0 | 0 | 0 |  |  |  |  | 2024-09-05 | KPJ Ipoh Specialist Hospital | 1 | bar: SEP
927 | H07B100927 | H07B100927 | - | BEMS | B | - | ACT | C | H07 | BEMS | NEURO MASCULAR ELECTRICAL STIMULATION | NEURO MASCULAR ELECTRICAL STIMULATION | BA | PHYSIOTHERAPY | GF | ISH/BE/02048 | 0 |  | 0 | HOSPITAL | 5300 | 0 | 0 | 0 | 0 | 0 | 0 | 0 | 0 | 0 | 0 | 2025-09-04 | 1900-01-01 | 0 | [8 empty] | PHYSIOTHERAPY |  |  |  | 0 | 0 | [12 empty] | admin | 2024-12-12 14:25 |  | DJO | COMPEX | YRP077501 |  |  |  | 1 | B | 1 |  | SYARIKAT WELLCHEM SDN BHD | SYARIKAT WELLCHEM SDN BHD | STOR 229878 | FRANCE |  | SYARIKAT WELLCHEM SDN BHD |  |  | 0 | 0 | 0 | 0 |  |  |  |  | 2024-09-05 | KPJ Ipoh Specialist Hospital | 1 | bar: SEP
928 | H07B100928 | H07B100928 | - | BEMS | B | - | ACT | C | H07 | BEMS | TRANSCRANIAL MAGNETIC STIMULATION (TMS) | TRANSCRANIAL MAGNETIC STIMULATION (TMS) | BA | PHYSIOTHERAPY | GF | ISH/BE/02060 | 0 |  | 0 | HOSPITAL | 248000 | 0 | 0 | 0 | 0 | 0 | 0 | 0 | 0 | 0 | 0 | 2026-09-18 | 1900-01-01 | 0 | [8 empty] | PHYSIOTHERAPY |  |  |  | 0 | 0 | [12 empty] | admin | 2024-12-12 14:25 |  | SHENZHEN YING CHI TECHNOL | M-100 ULTIMATE | TUAB408028001 |  |  |  | 1 | B | 1 |  | SUTERA KARLMEDIK SDN BHD | SUTERA KARLMEDIK SDN BHD | STOR 228953 (FA) | CHINA |  | DAN MEDIK SDN BHD |  |  | 0 | 0 | 0 | 0 |  |  |  |  | 2024-09-19 | KPJ Ipoh Specialist Hospital | 2 | bar: MAR; SEP
929 | H07B100929 | H07B100929 | 10208 | BEMS | B | - | ACT | N | H07 | BEMS | ASPIRATOR | ASPIRATOR | BA | PHYSIOTHERAPY | GF | ISH/BE/02066 | 0 |  | 0 | HOSPITAL | 1400 | 0 | 0 | 0 | 0 | 0 | 0 | 0 | 0 | 0 | 0 | 2025-09-25 | 1900-01-01 | 0 | [8 empty] | PHYSIOTHERAPY |  |  |  | 0 | 0 | [12 empty] | admin | 2024-12-12 14:25 |  | CA-MI | NEW ASKIR 30 PROXIMITY | 8463 |  |  |  | 1 | B | 1 |  | SUP100026 | PRINCIP ENGINEERING | STOR 230476 | ITALY |  | PRINCIP ENGINEERING |  |  | 0 | 0 | 0 | 0 |  |  |  |  | 2024-09-26 | KPJ Ipoh Specialist Hospital | 1 | bar: SEP
930 | H07B100930 | H07B100930 | - | BEMS | B | - | ACT | C | H07 | BEMS | MAGNETIC STIMULATION | MAGNETIC STIMULATION | BA | PHYSIOTHERAPY | GF | ISH/BE/02070 | 0 |  | 0 | HOSPITAL | 245000 | 0 | 0 | 0 | 0 | 0 | 0 | 0 | 0 | 0 | 0 | 2026-10-01 | 1900-01-01 | 0 | [8 empty] | PHYSIOTHERAPY |  |  |  | 0 | 0 | [12 empty] | admin | 2024-12-12 14:25 |  | FOTONA | STARFORMER | 24000515 |  |  |  | 1 | B | 1 |  | INFINITY MEDICAL SDN BHD | INFINITY MEDICAL SDN BHD | STOR 228562 |  |  | INFINITY MEDICAL SDN BHD |  |  | 0 | 0 | 0 | 0 |  |  |  |  | 2024-10-02 | KPJ Ipoh Specialist Hospital | 2 | bar: APR; OCT
931 | H07B100931 | H07B100931 | - | BEMS | B | - | ACT | C | H07 | BEMS | BIOLOGICAL STIMULATION SYSTEM | BIOLOGICAL STIMULATION SYSTEM | BA | PHYSIOTHERAPY | GF | ISH/BE/02071 | 0 |  | 0 | HOSPITAL | 0 | 0 | 0 | 0 | 0 | 0 | 0 | 0 | 0 | 0 | 0 | 2026-10-01 | 1900-01-01 | 0 | [8 empty] | PHYSIOTHERAPY |  |  |  | 0 | 0 | [12 empty] | admin | 2024-12-12 14:25 |  | MEDLANDER | B2S | CACC00068 |  |  |  | 1 | B | 1 |  | INFINITY MEDICAL SDN BHD | INFINITY MEDICAL SDN BHD | STOR 228562 |  |  | INFINITY MEDICAL SDN BHD |  |  | 0 | 0 | 0 | 0 |  |  |  |  | 2024-10-02 | KPJ Ipoh Specialist Hospital | 2 | bar: APR; OCT
932 | H07B100932 | H07B100932 | - | BEMS | B | - | ACT | C | H07 | BEMS | PATIENT HOIST | PATIENT HOIST | BA | PHYSIOTHERAPY | GF | ISH/BE/02088 | 0 |  | 0 | HOSPITAL | 22892 | 0 | 0 | 0 | 0 | 0 | 0 | 0 | 0 | 0 | 0 | 2025-10-28 | 1900-01-01 | 0 | [8 empty] | PHYSIOTHERAPY |  |  |  | 0 | 0 | [12 empty] | admin | 2024-12-12 14:25 |  | DIRECT HEALTHCARE GROUP | EVA 450EE | 23100002 |  |  |  | 1 | B | 1 |  | MEDIKA SUPPLIES SDN BHD | MEDIKA SUPPLIES SDN BHD | STOR 232041 | SWEEDEN |  | MEDIKA SUPPLIES SDN BHD |  |  | 0 | 0 | 0 | 0 |  |  |  |  | 2024-10-29 | KPJ Ipoh Specialist Hospital | 1 | bar: OCT
933 | H07B100933 | H07B100933 | - | BEMS | B | - | ACT | C | H07 | BEMS | BURE RISE & GO | BURE RISE & GO | BA | PHYSIOTHERAPY | GF | ISH/BE/02091 | 0 |  | 0 | HOSPITAL | 20500 | 0 | 0 | 0 | 0 | 0 | 0 | 0 | 0 | 0 | 0 | 2024-11-22 | 1900-01-01 | 0 | [8 empty] | PHYSIOTHERAPY |  |  |  | 0 | 0 | [12 empty] | admin | 2024-12-12 14:25 |  | DIRECT HEALTHCARE GROUP | 56-309 | 35369 |  |  |  | 1 | B | 1 |  | MEDIKA SUPPLIES SDN BHD | MEDIKA SUPPLIES SDN BHD | STOR 229384 | SWEEDEN |  | MEDIKA SUPPLIES SDN BHD |  |  | 0 | 0 | 0 | 0 |  |  |  |  | 2024-11-22 | KPJ Ipoh Specialist Hospital | 1 | bar: NOV
934 | H07B100934 | H07B100934 | 13217 | BEMS | B | - | ACT | C | H07 | BEMS | SYRINGE PUMP | SYRINGE PUMP | BB | PREMIER WARD | L05 | ISH/BE/00264 | 0 |  | 0 | HOSPITAL | 2950 | 0 | 0 | 0 | 0 | 0 | 0 | 0 | 0 | 0 | 0 |  | 1900-01-01 | 16 | [8 empty] | PREMIER WARD |  |  |  | 0 | 0 | [12 empty] | admin | 2024-12-12 14:25 |  | TERUMO | TE-331NW2 | O7110420 |  |  |  | 1 | B | 1 |  | HOSPIMETRIX SDN BHD | HOSPIMETRIX SDN BHD |  | JAPAN |  | PRINCIP ENGINEERING |  |  | 0 | 0 | 0 | 0 |  |  |  |  | 2008-02-06 | KPJ Ipoh Specialist Hospital | 1 | bar: JUN
935 | H07B100935 | H07B100935 | 13215 | BEMS | B | - | ACT | C | H07 | BEMS | INFUSION PUMP | INFUSION PUMP | BB | PREMIER WARD | L05 | ISH/BE/00266 | 0 |  | 0 | HOSPITAL | 3650 | 0 | 0 | 0 | 0 | 0 | 0 | 0 | 0 | 0 | 0 |  | 1900-01-01 | 16 | [8 empty] | PREMIER WARD |  |  |  | 0 | 0 | [12 empty] | admin | 2024-12-12 14:25 |  | B.BRAUN | 8712212 | 40820 |  |  |  | 1 | B | 1 |  | B.BRAUN MEDICAL SUPPLIES SDN BHD | B.BRAUN MEDICAL SUPPLIES SDN BHD |  | GERMANY |  | PRINCIP ENGINEERING |  |  | 0 | 0 | 0 | 0 |  |  |  |  | 2008-05-21 | KPJ Ipoh Specialist Hospital | 1 | bar: APR
936 | H07B100936 | H07B100936 | 12276 | BEMS | B | - | ACT | N | H07 | BEMS | EXAMINATION LIGHT | EXAMINATION LIGHT | BB | PREMIER WARD | L05 | ISH/BE/00273 | 0 |  | 0 | HOSPITAL | 500 | 0 | 0 | 0 | 0 | 0 | 0 | 0 | 0 | 0 | 0 |  | 1900-01-01 | 16 | [8 empty] | PREMIER WARD |  |  |  | 0 | 0 | [12 empty] | admin | 2024-12-12 14:25 |  | TCS | ZC2450 | N/A |  |  |  | 1 | B | 1 |  | RITZ MEDICAL SUPPLIES | RITZ MEDICAL SUPPLIES |  | CHINA |  | PRINCIP ENGINEERING |  |  | 0 | 0 | 0 | 0 |  |  |  |  | 2008-06-10 | KPJ Ipoh Specialist Hospital | 1 | bar: APR
937 | H07B100937 | H07B100937 | 17148 | BEMS | B | - | ACT | C | H07 | BEMS | OXIMETERS, PULSE | OXIMETERS, PULSE | BB | PREMIER WARD | L05 | ISH/BE/00274 | 0 |  | 0 | HOSPITAL | 3700 | 0 | 0 | 0 | 0 | 0 | 0 | 0 | 0 | 0 | 0 |  | 1900-01-01 | 16 | [8 empty] | PREMIER WARD |  |  |  | 0 | 0 | [12 empty] | admin | 2024-12-12 14:25 |  | NELLCOR | N-560 | 11408040021 |  |  |  | 1 | B | 1 |  | HOSPIMETRIX SDN BHD | HOSPIMETRIX SDN BHD |  | USA |  | PRINCIP ENGINEERING |  |  | 0 | 0 | 0 | 0 |  |  |  |  | 2008-10-15 | KPJ Ipoh Specialist Hospital | 1 | bar: MAR
938 | H07B100938 | H07B100938 | 12636 | BEMS | B | - | ACT | C | H07 | BEMS | VITAL SIGN MONITOR | VITAL SIGN MONITOR | BB | PREMIER WARD | L05 | ISH/BE/00659 | 0 |  | 0 | HOSPITAL | 7000 | 0 | 0 | 0 | 0 | 0 | 0 | 0 | 0 | 0 | 0 | 2010-02-01 | 1900-01-01 | 15 | [8 empty] | PREMIER WARD |  |  |  | 0 | 0 | [12 empty] | admin | 2024-12-12 14:25 |  | GE | CARESCAPE V100 | SDT 08270174SP |  |  |  | 1 | B | 1 |  | SUP100016 | INSAN BAKTI SDN BHD |  | GERMANY |  | PRINCIP ENGINEERING |  |  | 0 | 0 | 0 | 0 |  |  |  |  | 2009-03-02 | KPJ Ipoh Specialist Hospital | 2 | bar: MAR; SEP
939 | H07B100939 | H07B100939 | 16156 | BEMS | B | - | ACT | C | H07 | BEMS | ANEROID SPHYGMOMANOMETER | ANEROID SPHYGMOMANOMETER | BB | PREMIER WARD | L05 | ISH/BE/01087 | 0 |  | 0 | HOSPITAL | 440 | 0 | 0 | 0 | 0 | 0 | 0 | 0 | 0 | 0 | 0 | 2013-05-01 | 1900-01-01 | 11 | [8 empty] | PREMIER WARD |  |  |  | 0 | 0 | [12 empty] | admin | 2024-12-12 14:25 |  | WELCH ALLYN | 767 | 12068195001 |  |  |  | 1 | B | 1 |  | JESS MED | JESS MED | STOR 104967 CS) | GERMANY |  | PRINCIP ENGINEERING |  |  | 0 | 0 | 0 | 0 |  |  |  |  | 2013-05-17 | KPJ Ipoh Specialist Hospital | 1 | bar: DEC
940 | H07B100940 | H07B100940 | 13217 | BEMS | B | - | ACT | N | H07 | BEMS | SYRINGE PUMP | SYRINGE PUMP | BB | PREMIER WARD | L05 | ISH/BE/01127 | 0 |  | 0 | HOSPITAL | 2950 | 0 | 0 | 0 | 0 | 0 | 0 | 0 | 0 | 0 | 0 | 2014-11-01 | 1900-01-01 | 11 | [8 empty] | PREMIER WARD |  |  |  | 0 | 0 | [12 empty] | admin | 2024-12-12 14:25 |  | TERUMO | TE-331NW2 | 1212000527 |  |  |  | 1 | B | 1 |  | SUMMIT COMPANY (M) SDN BHD | SUMMIT COMPANY (M) SDN BHD | STOR 109712 (FA) | JAPAN |  | PRINCIP ENGINEERING |  |  | 0 | 0 | 0 | 0 |  |  |  |  | 2013-11-21 | KPJ Ipoh Specialist Hospital | 1 | bar: JUN
941 | H07B100941 | H07B100941 | 13215 | BEMS | B | - | ACT | C | H07 | BEMS | INFUSION PUMP | INFUSION PUMP | BB | PREMIER WARD | L05 | ISH/BE/01133 | 0 |  | 0 | HOSPITAL | 3750 | 0 | 0 | 0 | 0 | 0 | 0 | 0 | 0 | 0 | 0 | 2015-12-01 | 1900-01-01 | 11 | [8 empty] | PREMIER WARD |  |  |  | 0 | 0 | [12 empty] | admin | 2024-12-12 14:25 |  | B.BRAUN | 8712212 | 91872 |  |  |  | 1 | B | 1 |  | B.BRAUN MEDICAL SUPPLIES SDN BHD | B.BRAUN MEDICAL SUPPLIES SDN BHD | STOR 109710 (FA) | GERMANY |  | PRINCIP ENGINEERING |  |  | 0 | 0 | 0 | 0 |  |  |  |  | 2013-12-16 | KPJ Ipoh Specialist Hospital | 1 | bar: APR
942 | H07B100942 | H07B100942 | 12636 | BEMS | B | - | ACT | C | H07 | BEMS | VITAL SIGN MONITOR | VITAL SIGN MONITOR | BB | PREMIER WARD | L05 | ISH/BE/01292 | 0 |  | 0 | HOSPITAL | 7200 | 0 | 0 | 0 | 0 | 0 | 0 | 0 | 0 | 0 | 0 | 2016-11-01 | 1900-01-01 | 9 | [8 empty] | PREMIER WARD |  |  |  | 0 | 0 | [12 empty] | admin | 2024-12-12 14:25 |  | WELCH ALLYN | 74CX | 100009942215 |  |  |  | 1 | B | 1 |  | LKL BEST ENTERPRISE | LKL BEST ENTERPRISE | STOR126542(FA) | GERMANY |  | PRINCIP ENGINEERING |  |  | 0 | 0 | 0 | 0 |  |  |  |  | 2015-11-02 | KPJ Ipoh Specialist Hospital | 2 | bar: JAN; JUL
943 | H07B100943 | H07B100943 | 13215 | BEMS | B | - | ACT | C | H07 | BEMS | INFUSION PUMP | INFUSION PUMP | BB | PREMIER WARD | L05 | ISH/BE/01499 | 0 |  | 0 | HOSPITAL | 3750 | 0 | 0 | 0 | 0 | 0 | 0 | 0 | 0 | 0 | 0 | 2017-12-01 | 1900-01-01 | 8 | [8 empty] | PREMIER WARD |  |  |  | 0 | 0 | [12 empty] | admin | 2024-12-12 14:25 |  | B.BRAUN | 8712212 | 114789 |  |  |  | 1 | B | 1 |  | B.BRAUN MEDICAL SUPPLIES SDN BHD | B.BRAUN MEDICAL SUPPLIES SDN BHD | STOR 136799 (FA) | GERMANY |  | PRINCIP ENGINEERING |  |  | 0 | 0 | 0 | 0 |  |  |  |  | 2016-12-14 | KPJ Ipoh Specialist Hospital | 1 | bar: APR
944 | H07B100944 | H07B100944 | 13461 | BEMS | B | - | ACT | N | H07 | BEMS | WEIGHING SCALES | WEIGHING SCALES | BB | PREMIER WARD | L05 | ISH/BE/01510 | 0 |  | 0 | HOSPITAL | 7600 | 0 | 0 | 0 | 0 | 0 | 0 | 0 | 0 | 0 | 0 | 2018-04-01 | 1900-01-01 | 10 | [8 empty] | PREMIER WARD |  |  |  | 0 | 0 | [12 empty] | admin | 2024-12-12 14:25 |  | SECA | 954 | 2110000000055861 |  |  |  | 1 | B | 1 |  | EQUIP MEDICAL (M) SDN BHD | EQUIP MEDICAL (M) SDN BHD | STOR143048 | GERMANY |  | PRINCIP ENGINEERING |  |  | 0 | 0 | 0 | 0 |  |  |  |  | 2017-04-10 | KPJ Ipoh Specialist Hospital | 1 | bar: AUG
945 | H07B100945 | H07B100945 | 13215 | BEMS | B | - | ACT | C | H07 | BEMS | INFUSION PUMP | INFUSION PUMP | BB | PREMIER WARD | L05 | ISH/BE/01676 | 0 |  | 0 | HOSPITAL | 4270 | 0 | 0 | 0 | 0 | 0 | 0 | 0 | 0 | 0 | 0 | 2024-04-12 | 1900-01-01 | 9 | [8 empty] | PREMIER WARD |  |  |  | 0 | 0 | [12 empty] | admin | 2024-12-12 14:25 |  | TERUMO | TE*LM730A02 | 2109012005 |  |  |  | 1 | B | 1 |  | SUMMIT COMPANY (M) SDN BHD | SUMMIT COMPANY (M) SDN BHD |  | JAPAN |  | SUMMIT COMPANY (MALAYSIA) SDN BHD |  |  | 0 | 0 | 0 | 0 |  |  |  |  | 2022-04-13 | KPJ Ipoh Specialist Hospital | 1 | bar: APR; OCT
946 | H07B100946 | H07B100946 | 13215 | BEMS | B | - | ACT | C | H07 | BEMS | INFUSION PUMP | INFUSION PUMP | BB | PREMIER WARD | L05 | ISH/BE/01677 | 0 |  | 0 | HOSPITAL | 4270 | 0 | 0 | 0 | 0 | 0 | 0 | 0 | 0 | 0 | 0 | 2024-04-12 | 1900-01-01 | 9 | [8 empty] | PREMIER WARD |  |  |  | 0 | 0 | [12 empty] | admin | 2024-12-12 14:25 |  | TERUMO | TE*LM730A02 | 2109012006 |  |  |  | 1 | B | 1 |  | SUMMIT COMPANY (M) SDN BHD | SUMMIT COMPANY (M) SDN BHD |  | JAPAN |  | SUMMIT COMPANY (MALAYSIA) SDN BHD |  |  | 0 | 0 | 0 | 0 |  |  |  |  | 2022-04-13 | KPJ Ipoh Specialist Hospital | 1 | bar: APR; OCT
947 | H07B100947 | H07B100947 | 12636 | BEMS | B | - | ACT | C | H07 | BEMS | VITAL SIGN MONITOR | VITAL SIGN MONITOR | BB | PREMIER WARD | L05 | ISH/BE/01696 | 0 |  | 0 | HOSPITAL | 6800 | 0 | 0 | 0 | 0 | 0 | 0 | 0 | 0 | 0 | 0 | 2025-08-01 | 1900-01-01 | 2 | [8 empty] | PREMIER WARD |  |  |  | 0 | 0 | [12 empty] | admin | 2024-12-12 14:25 |  | MINDRAY | VS 8 | AS5-24001341 |  |  |  | 1 | B | 1 |  | LIFETRONIC SDN BHD | LIFETRONIC SDN BHD | STOR 204531 | CHINA |  | LIFETRONIC SDN BHD |  |  | 0 | 0 | 0 | 0 |  |  |  |  | 2022-08-18 | KPJ Ipoh Specialist Hospital | 2 | bar: FEB; AUG
948 | H07B100948 | H07B100948 | 13217 | BEMS | B | - | ACT | C | H07 | BEMS | SYRINGE PUMP | SYRINGE PUMP | BB | PREMIER WARD | L05 | ISH/BE/01716 | 0 |  | 0 | HOSPITAL | 3450 | 0 | 0 | 0 | 0 | 0 | 0 | 0 | 0 | 0 | 0 | 2024-08-01 | 1900-01-01 | 2 | [8 empty] | PREMIER WARD |  |  |  | 0 | 0 | [12 empty] | admin | 2024-12-12 14:25 |  | TERUMO | TE*SS730N02 | 2109012247 |  |  |  | 1 | B | 1 |  | SUMMIT COMPANY (M) SDN BHD | SUMMIT COMPANY (M) SDN BHD | STOR 204569 | JAPAN |  | SUMMIT COMPANY (MALAYSIA) SDN BHD |  |  | 0 | 0 | 0 | 0 |  |  |  |  | 2022-08-30 | KPJ Ipoh Specialist Hospital | 2 | bar: FEB; AUG
949 | H07B100949 | H07B100949 | 17116 | BEMS | B | - | ACT | C | H07 | BEMS | DEFIBRILLATOR | DEFIBRILLATOR | BB | PREMIER WARD | L05 | ISH/BE/01737 | 0 |  | 0 | HOSPITAL | 19800 | 0 | 0 | 0 | 0 | 0 | 0 | 0 | 0 | 0 | 0 | 2023-12-01 | 1900-01-01 | 2 | [8 empty] | PREMIER WARD |  |  |  | 0 | 0 | [12 empty] | admin | 2024-12-12 14:25 |  | PHILIPS HEALTHCARE | EFICIA DFM100 | CN32673203 |  |  |  | 1 | B | 1 |  | UMEDIC HEALTHCARE SDN BHD | UMEDIC HEALTHCARE SDN BHD | STOR 204567 | CHINA |  | UMEDIC HEALTHCARE SDN BHD |  |  | 0 | 0 | 0 | 0 |  |  |  |  | 2022-07-12 | KPJ Ipoh Specialist Hospital | 2 | bar: JUN; DEC
950 | H07B100950 | H07B100950 | 17148 | BEMS | B | - | ACT | C | H07 | BEMS | OXIMETERS, PULSE | OXIMETERS, PULSE | BB | PREMIER WARD | L05 | ISH/BE/01796 | 0 |  | 0 | HOSPITAL | 8000 | 0 | 0 | 0 | 0 | 0 | 0 | 0 | 0 | 0 | 0 | 2025-04-10 | 1900-01-01 | 1 | [8 empty] | PREMIER WARD |  |  |  | 0 | 0 | [12 empty] | admin | 2024-12-12 14:25 |  | MASIMO | RADICAL7TM TOUCH SCREEN HANDHELD | 1000290926 (356963) |  |  |  | 1 | B | 1 |  | HOSPIMETRIX SDN BHD | HOSPIMETRIX SDN BHD | STOR210855 | USA |  | HOSPIMETRIX SDN BHD |  |  | 0 | 0 | 0 | 0 |  |  |  |  | 2023-11-04 | KPJ Ipoh Specialist Hospital | 2 | bar: MAR; SEP
951 | H07B100951 | H07B100951 | 12636 | BEMS | B | - | ACT | C | H07 | BEMS | VITAL SIGN MONITOR | VITAL SIGN MONITOR | BB | PREMIER WARD | L05 | ISH/BE/01947 | 0 |  | 0 | HOSPITAL | 6000 | 0 | 0 | 0 | 0 | 0 | 0 | 0 | 0 | 0 | 0 |  | 1900-01-01 | 1 | [8 empty] | PREMIER WARD |  |  |  | 0 | 0 | [12 empty] | admin | 2024-12-12 14:25 |  | NIHON KOHDEN | SVM-7260 | 01485 |  |  |  | 1 | B | 1 |  | STAR MEDICAL SYSTEM (M) SDN BHD | STAR MEDICAL SYSTEM (M) SDN BHD |  | JAPAN |  | STAR MEDICAL SYSTEM (M) SDN BHD |  |  | 0 | 0 | 0 | 0 |  |  |  |  | 2023-10-26 | KPJ Ipoh Specialist Hospital | 2 | bar: APR; OCT
952 | H07B100952 | H07B100952 | 11407 | BEMS | B | - | ACT | C | H07 | BEMS | ELECTROCARDIOGRAPH | ELECTROCARDIOGRAPH | BB | PREMIER WARD | L05 | ISH/BE/01970 | 0 |  | 0 | HOSPITAL | 22000 | 0 | 0 | 0 | 0 | 0 | 0 | 0 | 0 | 0 | 0 | 2027-02-28 | 1900-01-01 | 0 | [8 empty] | PREMIER WARD |  |  |  | 0 | 0 | [12 empty] | admin | 2024-12-12 14:25 |  | NORAV MEDICAL | NECG-12 | M20C01040003 |  |  |  | 1 | B | 1 |  | SUN MEDICAL SYSTEMS SDN. BHD | SUN MEDICAL SYSTEMS SDN. BHD | STOR 221060 | GERMANY |  | SUN MEDICAL SYSTEM SDN. BHD |  |  | 0 | 0 | 0 | 0 |  |  |  |  | 2024-02-29 | KPJ Ipoh Specialist Hospital | 2 | bar: FEB; AUG
953 | H07B100953 | H07B100953 | 12636 | BEMS | B | - | ACT | C | H07 | BEMS | VITAL SIGN MONITOR | VITAL SIGN MONITOR | BB | PREMIER WARD | L05 | ISH/BE/02001 | 0 |  | 0 | HOSPITAL | 6800 | 0 | 0 | 0 | 0 | 0 | 0 | 0 | 0 | 0 | 0 | 2026-05-09 | 1900-01-01 | 0 | [8 empty] | PREMIER WARD |  |  |  | 0 | 0 | [12 empty] | admin | 2024-12-12 14:25 |  | NIHON KOHDEN | SVM-7260 | 01669 |  |  |  | 1 | B | 1 |  | STAR MEDICAL SYSTEMS (M) SDN BHD | STAR MEDICAL SYSTEMS (M) SDN BHD | STOR 224321 | JAPAN |  | STAR MEDICAL SYSTEM (M) SDN BHD |  |  | 0 | 0 | 0 | 0 |  |  |  |  | 2024-07-05 | KPJ Ipoh Specialist Hospital | 2 | bar: MAY; NOV
954 | H07B100954 | H07B100954 | 12636 | BEMS | B | - | ACT | C | H07 | BEMS | VITAL SIGN MONITOR | VITAL SIGN MONITOR | BB | PREMIER WARD | L05 | ISH/BE/02002 | 0 |  | 0 | HOSPITAL | 6800 | 0 | 0 | 0 | 0 | 0 | 0 | 0 | 0 | 0 | 0 | 2026-05-10 | 1900-01-01 | 0 | [8 empty] | PREMIER WARD |  |  |  | 0 | 0 | [12 empty] | admin | 2024-12-12 14:25 |  | NIHON KOHDEN | SVM-7260 | 01670 |  |  |  | 1 | B | 1 |  | STAR MEDICAL SYSTEMS (M) SDN BHD | STAR MEDICAL SYSTEMS (M) SDN BHD | STOR 224321 | JAPAN |  | STAR MEDICAL SYSTEM (M) SDN BHD |  |  | 0 | 0 | 0 | 0 |  |  |  |  | 2024-07-05 | KPJ Ipoh Specialist Hospital | 2 | bar: MAY; NOV
955 | H07B100955 | H07B100955 | 12276 | BEMS | B | - | ACT | N | H07 | BEMS | EXAMINATION LIGHT | EXAMINATION LIGHT | BB | PREMIER WARD | L05 | ISH/BE/02026 | 0 |  | 0 | HOSPITAL | 850 | 0 | 0 | 0 | 0 | 0 | 0 | 0 | 0 | 0 | 0 | 2024-06-24 | 1900-01-01 | 0 | [8 empty] | PREMIER WARD |  |  |  | 0 | 0 | [12 empty] | admin | 2024-12-12 14:25 |  | LKL | WM701-LED1 | 24SWM064900 |  |  |  | 1 | B | 1 |  | LKL ADVANCE METALTECH SDN BHD | LKL ADVANCE METALTECH SDN BHD | STOR 226692 | MALAYSIA |  | LKL ADVANCE METALTECH SDN BHD |  |  | 0 | 0 | 0 | 0 |  |  |  |  | 2024-06-25 | KPJ Ipoh Specialist Hospital | 1 | bar: JUN
956 | H07B100956 | H07B100956 | 13215 | BEMS | B | - | ACT | C | H07 | BEMS | INFUSION PUMP | INFUSION PUMP | BB | PREMIER WARD | L05 | ISH/BE/02100 | 0 |  | 0 | HOSPITAL | 4300 | 0 | 0 | 0 | 0 | 0 | 0 | 0 | 0 | 0 | 0 | 2026-11-25 | 1900-01-01 | 0 | [8 empty] | PREMIER WARD |  |  |  | 0 | 0 | [12 empty] | admin | 2024-12-12 14:25 |  | MEDCAPTAIN | HP-60 | 6012405000404 |  |  |  | 1 | B | 1 |  | ONEHEART MEDIC MEDIC SDN BHD | ONEHEART MEDIC MEDIC SDN BHD | STOR 232823 (FA) | CHINA |  | ONEHEART MEDIC SDN BHD |  |  | 0 | 0 | 0 | 0 |  |  |  |  | 2024-11-26 | KPJ Ipoh Specialist Hospital | 2 | bar: MAY; NOV
957 | H07B100957 | H07B100957 | 12276 | BEMS | B | - | ACT | N | H07 | BEMS | EXAMINATION LIGHT | EXAMINATION LIGHT | BA | RADIOTHERAPY | GF | ISH/BE/00275 | 0 |  | 0 | HOSPITAL | 500 | 0 | 0 | 0 | 0 | 0 | 0 | 0 | 0 | 0 | 0 |  | 1900-01-01 | 23 | [8 empty] | RADIOTHERAPY |  |  |  | 0 | 0 | [12 empty] | admin | 2024-12-12 14:25 |  | HEINE | HL1200 | 1/5800 |  |  |  | 1 | B | 1 |  | MEDICARE SDN BHD | MEDICARE SDN BHD |  | USA |  | PRINCIP ENGINEERING |  |  | 0 | 0 | 0 | 0 |  |  |  |  | 2001-01-02 | KPJ Ipoh Specialist Hospital | 1 | bar: APR
958 | H07B100958 | H07B100958 | 11073 | BEMS | B | - | ACT | N | H07 | BEMS | NIBP MONITOR | NIBP MONITOR | BA | RADIOTHERAPY | GF | ISH/BE/01363 | 0 |  | 0 | HOSPITAL | 1280 | 0 | 0 | 0 | 0 | 0 | 0 | 0 | 0 | 0 | 0 | 2017-02-01 | 1900-01-01 | 8 | [8 empty] | RADIOTHERAPY |  |  |  | 0 | 0 | [12 empty] | admin | 2024-12-12 14:25 |  | WELCH ALLYN | PRO BP 2400 | 12150130 |  |  |  | 1 | B | 1 |  | LKL BEST ENTERPRISE | LKL BEST ENTERPRISE | STOR130081(FA) | GERMANY |  | PRINCIP ENGINEERING |  |  | 0 | 0 | 0 | 0 |  |  |  |  | 2016-03-01 | KPJ Ipoh Specialist Hospital | 2 | bar: MAR; SEP
959 | H07B100959 | H07B100959 | 13461 | BEMS | B | - | ACT | N | H07 | BEMS | WEIGHING SCALES | WEIGHING SCALES | BA | RADIOTHERAPY | GF | ISH/BE/01568 | 0 |  | 0 | HOSPITAL | 700 | 0 | 0 | 0 | 0 | 0 | 0 | 0 | 0 | 0 | 0 | 2015-09-01 | 1900-01-01 | 10 | [8 empty] | RADIOTHERAPY |  |  |  | 0 | 0 | [12 empty] | admin | 2024-12-12 14:25 |  | TANITA | HD309 | 870425 |  |  |  | 1 | B | 1 |  | HOSPIMETRIX SDN BHD | HOSPIMETRIX SDN BHD |  | USA |  | PRINCIP ENGINEERING |  |  | 0 | 0 | 0 | 0 |  |  |  |  | 2014-10-09 | KPJ Ipoh Specialist Hospital | 1 | bar: MAR
960 | H07B100960 | H07B100960 | - | BEMS | B | - | ACT | C | H07 | BEMS | LINEAR ACCELERATOR | LINEAR ACCELERATOR | BA | RADIOTHERAPY | GF | ISH/BE/01692 | 0 |  | 0 | HOSPITAL | 14500000 | 0 | 0 | 0 | 0 | 0 | 0 | 0 | 0 | 0 | 0 | 2022-07-24 | 1900-01-01 | 10 | [8 empty] | RADIOTHERAPY |  |  |  | 0 | 0 | [12 empty] | admin | 2024-12-12 14:25 |  | ELEKTA | VERSA HD | 109294 |  |  |  | 1 | B | 1 |  | SUP100046 | ABEX MEDICAL SYSTEM SDN BHD | STOR 199127 | SWEDEN |  | ABEX MEDICAL SYSTEM SDN BHD |  |  | 0 | 0 | 0 | 0 |  |  |  |  | 2022-07-29 | KPJ Ipoh Specialist Hospital | 2 | bar: JAN; JUL
961 | H07B100961 | H07B100961 | 13469 | BEMS | B | - | ACT | C | H07 | BEMS | COMPUTED TOMOGRAPHY SYSTEM (CT SIM) | COMPUTED TOMOGRAPHY SYSTEM (CT SIM) | BA | RADIOTHERAPY | GF | ISH/BE/01748 | 0 |  | 0 | HOSPITAL | 2500000 | 0 | 0 | 0 | 0 | 0 | 0 | 0 | 0 | 0 | 0 | 2024-12-01 | 1900-01-01 | 10 | [8 empty] | RADIOTHERAPY |  |  |  | 0 | 0 | [12 empty] | admin | 2024-12-12 14:25 |  | CANON | AQUILION LB | 3CF2272466 |  |  |  | 1 | B | 1 |  | CANON MEDICAL SYSTEM SDN.BHD | CANON MEDICAL SYSTEM SDN.BHD | STOR 206114 | JAPAN |  | CANON MEDICAL SYSTEM SDN BHD |  |  | 0 | 0 | 0 | 0 |  |  |  |  | 2022-12-27 | KPJ Ipoh Specialist Hospital | 3 | bar: APR; AUG; DEC
962 | H07B100962 | H07B100962 | 17968 | BEMS | B | - | ACT | C | H07 | BEMS | INJECTOR | INJECTOR | BA | RADIOTHERAPY | GF | ISH/BE/01749 | 0 |  | 0 | HOSPITAL | 0 | 0 | 0 | 0 | 0 | 0 | 0 | 0 | 0 | 0 | 0 | 2024-12-01 | 1900-01-01 | 10 | [8 empty] | RADIOTHERAPY |  |  |  | 0 | 0 | [12 empty] | admin | 2024-12-12 14:25 |  | NEMOTO KYORINDO | DUAL SHOT ALPHA 7 | QCB31012G |  |  |  | 1 | B | 1 |  | SUP100047 | PUNCAK MEDIK SDN BHD |  | JAPAN |  | PUNCAK MEDIK SDN BHD |  |  | 0 | 0 | 0 | 0 |  |  |  |  | 2022-12-27 | KPJ Ipoh Specialist Hospital | 2 | bar: JUN; DEC
963 | H07B100963 | H07B100963 | 12276 | BEMS | B | - | ACT | N | H07 | BEMS | EXAMINATION LIGHT | EXAMINATION LIGHT | BB | SESSIONAL CLINIC | L02 | ISH/BE/00570 | 0 |  | 0 | HOSPITAL | 500 | 0 | 0 | 0 | 0 | 0 | 0 | 0 | 0 | 0 | 0 |  | 1900-01-01 | 17 | [8 empty] | SESSIONAL CLINIC |  |  |  | 0 | 0 | [12 empty] | admin | 2024-12-12 14:25 |  | TCS | N/A | ST/1D50/01 |  |  |  | 1 | B | 1 |  | RITZ MEDICAL SDN BHD | RITZ MEDICAL SDN BHD |  | CHINA |  | BEMS ISH |  |  | 0 | 0 | 0 | 0 |  |  |  |  | 2007-03-07 | KPJ Ipoh Specialist Hospital | 1 | bar: SEP
966 | H07B100966 | H07B100966 | 12276 | BEMS | B | - | ACT | N | H07 | BEMS | EXAMINATION LIGHT | EXAMINATION LIGHT | BB | SESSIONAL CLINIC | L02 | ISH/BE/00578 | 0 |  | 0 | HOSPITAL | 500 | 0 | 0 | 0 | 0 | 0 | 0 | 0 | 0 | 0 | 0 |  | 1900-01-01 | 17 | [8 empty] | SESSIONAL CLINIC |  |  |  | 0 | 0 | [12 empty] | admin | 2024-12-12 14:25 |  | TCS | KD 200 | N/A |  |  |  | 1 | B | 1 |  | RITZ MEDICAL SDN BHD | RITZ MEDICAL SDN BHD |  | CHINA |  | BEMS ISH |  |  | 0 | 0 | 0 | 0 |  |  |  |  | 2007-03-11 | KPJ Ipoh Specialist Hospital | 1 | bar: OCT
967 | H07B100967 | H07B100967 | - | BEMS | B | - | ACT | C | H07 | BEMS | ELECTRICAL SPHYGMOMANOMETER | ELECTRICAL SPHYGMOMANOMETER | BB | SESSIONAL CLINIC | L02 | ISH/BE/00902 | 0 |  | 0 | HOSPITAL | 280 | 0 | 0 | 0 | 0 | 0 | 0 | 0 | 0 | 0 | 0 |  | 1900-01-01 | 14 | [8 empty] | SESSIONAL CLINIC |  |  |  | 0 | 0 | [12 empty] | admin | 2024-12-12 14:25 |  | ELEPHANT | DXJ-210 | DXJ-201004 |  |  |  | 1 | B | 1 |  | RITZ MEDICAL SDN BHD | RITZ MEDICAL SDN BHD |  | CHINA |  | BEMS ISH |  |  | 0 | 0 | 0 | 0 |  |  |  |  | 2010-10-14 | KPJ Ipoh Specialist Hospital | 1 | bar: OCT
968 | H07B100968 | H07B100968 | - | BEMS | B | - | ACT | C | H07 | BEMS | ELECTRICAL SPHYGMOMANOMETER | ELECTRICAL SPHYGMOMANOMETER | BB | SESSIONAL CLINIC | L02 | ISH/BE/00917 | 0 |  | 0 | HOSPITAL | 280 | 0 | 0 | 0 | 0 | 0 | 0 | 0 | 0 | 0 | 0 |  | 1900-01-01 | 14 | [8 empty] | SESSIONAL CLINIC |  |  |  | 0 | 0 | [12 empty] | admin | 2024-12-12 14:25 |  | ELEPHANT | DXJ-210 | DXJ-201007 |  |  |  | 1 | B | 1 |  | RITZ MEDICAL SDN BHD | RITZ MEDICAL SDN BHD |  | CHINA |  | BEMS ISH |  |  | 0 | 0 | 0 | 0 |  |  |  |  | 2010-10-14 | KPJ Ipoh Specialist Hospital | 1 | bar: OCT
969 | H07B100969 | H07B100969 | - | BEMS | B | - | ACT | C | H07 | BEMS | ELECTRICAL SPHYGMOMANOMETER | ELECTRICAL SPHYGMOMANOMETER | BB | SESSIONAL CLINIC | L02 | ISH/BE/01069 | 0 |  | 0 | HOSPITAL | 390 | 0 | 0 | 0 | 0 | 0 | 0 | 0 | 0 | 0 | 0 |  | 1900-01-01 | 12 | [8 empty] | SESSIONAL CLINIC |  |  |  | 0 | 0 | [12 empty] | admin | 2024-12-12 14:25 |  | BOKANG | BK-1016 | 16100823000337 |  |  |  | 1 | B | 1 |  | RITZ MEDICAL SUPPLIES | RITZ MEDICAL SUPPLIES |  | CHINA |  | BEMS ISH |  |  | 0 | 0 | 0 | 0 |  |  |  |  | 2012-11-22 | KPJ Ipoh Specialist Hospital | 1 | bar: OCT
970 | H07B100970 | H07B100970 | 16156 | BEMS | B | - | ACT | N | H07 | BEMS | ANEROID SPHYGMOMANOMETER | ANEROID SPHYGMOMANOMETER | BB | SESSIONAL CLINIC | L02 | ISH/BE/01171 | 0 |  | 0 | HOSPITAL | 450 | 0 | 0 | 0 | 0 | 0 | 0 | 0 | 0 | 0 | 0 | 2015-06-01 | 1900-01-01 | 10 | [8 empty] | SESSIONAL CLINIC |  |  |  | 0 | 0 | [12 empty] | admin | 2024-12-12 14:25 |  | WELCH ALLYN | 767 | 140329072875 |  |  |  | 1 | B | 1 |  | LKL BEST ENTERPRISE | LKL BEST ENTERPRISE | STOR 114630(FA) | GERMANY |  | BEMS ISH |  |  | 0 | 0 | 0 | 0 |  |  |  |  | 2014-06-17 | KPJ Ipoh Specialist Hospital | 1 | bar: OCT
971 | H07B100971 | H07B100971 | 16156 | BEMS | B | - | ACT | N | H07 | BEMS | ANEROID SPHYGMOMANOMETER | ANEROID SPHYGMOMANOMETER | BB | SESSIONAL CLINIC | L02 | ISH/BE/01364 | 0 |  | 0 | HOSPITAL | 500 | 0 | 0 | 0 | 0 | 0 | 0 | 0 | 0 | 0 | 0 | 2017-03-01 | 1900-01-01 | 8 | [8 empty] | SESSIONAL CLINIC |  |  |  | 0 | 0 | [12 empty] | admin | 2024-12-12 14:25 |  | WELCH ALLYN | 767 | 150811113315 |  |  |  | 1 | B | 1 |  | LKL BEST ENTERPRISE | LKL BEST ENTERPRISE | STOR 130206(FA) | GERMANY |  | BEMS ISH |  |  | 0 | 0 | 0 | 0 |  |  |  |  | 2016-03-23 | KPJ Ipoh Specialist Hospital | 1 | bar: DEC
972 | H07B100972 | H07B100972 | 13461 | BEMS | B | - | ACT | N | H07 | BEMS | WEIGHING SCALES | WEIGHING SCALES | BB | SESSIONAL CLINIC | L02 | ISH/BE/02020 | 0 |  | 0 | HOSPITAL | 3600 | 0 | 0 | 0 | 0 | 0 | 0 | 0 | 0 | 0 | 0 | 2029-06-10 | 1900-01-01 | 0 | [8 empty] | SESSIONAL CLINIC |  |  |  | 0 | 0 | [12 empty] | admin | 2024-12-12 14:25 |  | MARSDEN | M-125 | MA12320166 |  |  |  | 1 | B | 1 |  | SUP100026 | PRINCIP ENGINEERING | STOR 226700 |  |  | PRINCIP ENGINEERING |  |  | 0 | 0 | 0 | 0 |  |  |  |  | 2024-06-11 | KPJ Ipoh Specialist Hospital | 1 | bar: JUN
973 | H07B100973 | H07B100973 | 13217 | BEMS | B | - | ACT | C | H07 | BEMS | SYRINGE PUMP | SYRINGE PUMP | BA | WARD 1 | L01 | ISH/BE/00066 | 0 |  | 0 | HOSPITAL | 2950 | 0 | 0 | 0 | 0 | 0 | 0 | 0 | 0 | 0 | 0 |  | 1900-01-01 | 17 | [8 empty] | WARD 1 |  |  |  | 0 | 0 | [12 empty] | admin | 2024-12-12 14:25 |  | TERUMO | TE331 NW2 | O6100071 | WARD 1 |  |  | 1 | B | 1 |  | HOSPIMETRIX SDN BHD | HOSPIMETRIX SDN BHD |  | JAPAN |  | PRINCIP ENGINEERING |  |  | 0 | 0 | 0 | 0 |  |  |  |  | 2007-07-26 | KPJ Ipoh Specialist Hospital | 1 | bar: AUG
974 | H07B100974 | H07B100974 | 13215 | BEMS | B | - | ACT | C | H07 | BEMS | INFUSION PUMP | INFUSION PUMP | BA | WARD 1 | L01 | ISH/BE/00071 | 0 |  | 0 | HOSPITAL | 0 | 0 | 0 | 0 | 0 | 0 | 0 | 0 | 0 | 0 | 0 |  | 1900-01-01 | 26 | [8 empty] | WARD 1 |  |  |  | 0 | 0 | [12 empty] | admin | 2024-12-12 14:25 |  | TERUMO | TE112 | 97070121 | WARD 1 |  |  | 1 | B | 1 |  | JEBSEN & JESSEN TECHNOLOGY SDN BHD | JEBSEN & JESSEN TECHNOLOGY SDN BHD |  | JAPAN |  | PRINCIP ENGINEERING |  |  | 0 | 0 | 0 | 0 |  |  |  |  | 1998-04-04 | KPJ Ipoh Specialist Hospital | 1 | bar: NOV
976 | H07B100976 | H07B100976 | 13215 | BEMS | B | - | ACT | C | H07 | BEMS | INFUSION PUMP | INFUSION PUMP | BA | WARD 1 | L01 | ISH/BE/00704 | 0 |  | 0 | HOSPITAL | 3650 | 0 | 0 | 0 | 0 | 0 | 0 | 0 | 0 | 0 | 0 | 2011-09-01 | 1900-01-01 | 15 | [8 empty] | WARD 1 |  |  |  | 0 | 0 | [12 empty] | admin | 2024-12-12 14:25 |  | B.BRAUN | 8712212 | 50828 | WARD 1 |  |  | 1 | B | 1 |  | B.BRAUN MEDICAL SUPPLIES SDN BHD | B.BRAUN MEDICAL SUPPLIES SDN BHD |  | GERMANY |  | PRINCIP ENGINEERING |  |  | 0 | 0 | 0 | 0 |  |  |  |  | 2009-09-17 | KPJ Ipoh Specialist Hospital | 1 | bar: MAR
977 | H07B100977 | H07B100977 | 13215 | BEMS | B | - | ACT | C | H07 | BEMS | INFUSION PUMP | INFUSION PUMP | BA | WARD 1 | L01 | ISH/BE/00893 | 0 |  | 0 | HOSPITAL | 3400 | 0 | 0 | 0 | 0 | 0 | 0 | 0 | 0 | 0 | 0 | 2012-09-01 | 1900-01-01 | 14 | [8 empty] | WARD 1 |  |  |  | 0 | 0 | [12 empty] | admin | 2024-12-12 14:25 |  | B.BRAUN | 8712212 | 63401 | WARD 1 |  |  | 1 | B | 1 |  | B.BRAUN MEDICAL SUPPLIES SDN BHD | B.BRAUN MEDICAL SUPPLIES SDN BHD |  | GERMANY |  | PRINCIP ENGINEERING |  |  | 0 | 0 | 0 | 0 |  |  |  |  | 2010-09-24 | KPJ Ipoh Specialist Hospital | 1 | bar: MAR
978 | H07B100978 | H07B100978 | 13215 | BEMS | B | - | ACT | C | H07 | BEMS | INFUSION PUMP | INFUSION PUMP | BA | WARD 1 | L01 | ISH/BE/00894 | 0 |  | 0 | HOSPITAL | 3400 | 0 | 0 | 0 | 0 | 0 | 0 | 0 | 0 | 0 | 0 | 2012-09-01 | 1900-01-01 | 14 | [8 empty] | WARD 1 |  |  |  | 0 | 0 | [12 empty] | admin | 2024-12-12 14:25 |  | B.BRAUN | 8712212 | 63387 | WARD 1 |  |  | 1 | B | 1 |  | B.BRAUN MEDICAL SUPPLIES SDN BHD | B.BRAUN MEDICAL SUPPLIES SDN BHD |  | GERMANY |  | PRINCIP ENGINEERING |  |  | 0 | 0 | 0 | 0 |  |  |  |  | 2010-09-24 | KPJ Ipoh Specialist Hospital | 1 | bar: MAR
979 | H07B100979 | H07B100979 | 12636 | BEMS | B | - | ACT | C | H07 | BEMS | VITAL SIGN MONITOR | VITAL SIGN MONITOR | BA | WARD 1 | L01 | ISH/BE/01025 | 0 |  | 0 | HOSPITAL | 6200 | 0 | 0 | 0 | 0 | 0 | 0 | 0 | 0 | 0 | 0 | 2012-12-01 | 1900-01-01 | 13 | [8 empty] | WARD 1 |  |  |  | 0 | 0 | [12 empty] | admin | 2024-12-12 14:25 |  | GE | V100 | SH611110651SA | WARD 1 |  |  | 1 | B | 1 |  | MEDITECH ADVANCE SDN BHD | MEDITECH ADVANCE SDN BHD |  | GERMANY |  | PRINCIP ENGINEERING |  |  | 0 | 0 | 0 | 0 |  |  |  |  | 2011-01-12 | KPJ Ipoh Specialist Hospital | 2 | bar: MAR; SEP
980 | H07B100980 | H07B100980 | 12636 | BEMS | B | - | ACT | C | H07 | BEMS | VITAL SIGN MONITOR | VITAL SIGN MONITOR | BA | WARD 1 | L01 | ISH/BE/01163 | 0 |  | 0 | HOSPITAL | 5700 | 0 | 0 | 0 | 0 | 0 | 0 | 0 | 0 | 0 | 0 | 2015-05-01 | 1900-01-01 | 10 | [8 empty] | WARD 1 |  |  |  | 0 | 0 | [12 empty] | admin | 2024-12-12 14:25 |  | GE | V100 | SH614070395SA | WARD 1 |  |  | 1 | B | 1 |  | EXPERT HEALTHCARE SDN BHD | EXPERT HEALTHCARE SDN BHD | STOR 114173 (FA) | GERMANY |  | PRINCIP ENGINEERING |  |  | 0 | 0 | 0 | 0 |  |  |  |  | 2014-05-28 | KPJ Ipoh Specialist Hospital | 2 | bar: MAR; SEP
981 | H07B100981 | H07B100981 | 13217 | BEMS | B | - | ACT | C | H07 | BEMS | SYRINGE PUMP | SYRINGE PUMP | BA | WARD 1 | L01 | ISH/BE/01379 | 0 |  | 0 | HOSPITAL | 3380 | 0 | 0 | 0 | 0 | 0 | 0 | 0 | 0 | 0 | 0 | 2018-04-01 | 1900-01-01 | 8 | [8 empty] | WARD 1 |  |  |  | 0 | 0 | [12 empty] | admin | 2024-12-12 14:25 |  | TERUMO | TE*SS700N02 | 1508010155 | WARD 1 |  |  | 1 | B | 1 |  | SUMMIT COMPANY (M) SDN BHD | SUMMIT COMPANY (M) SDN BHD |  | JAPAN |  | PRINCIP ENGINEERING |  |  | 0 | 0 | 0 | 0 |  |  |  |  | 2016-04-14 | KPJ Ipoh Specialist Hospital | 1 | bar: MAY
982 | H07B100982 | H07B100982 | 13217 | BEMS | B | - | ACT | C | H07 | BEMS | SYRINGE PUMP | SYRINGE PUMP | BA | WARD 1 | L01 | ISH/BE/01380 | 0 |  | 0 | HOSPITAL | 3380 | 0 | 0 | 0 | 0 | 0 | 0 | 0 | 0 | 0 | 0 | 2018-04-01 | 1900-01-01 | 8 | [8 empty] | WARD 1 |  |  |  | 0 | 0 | [12 empty] | admin | 2024-12-12 14:25 |  | TERUMO | TE*SS700N02 | 1508010157 | WARD 1 |  |  | 1 | B | 1 |  | SUMMIT COMPANY (M) SDN BHD | SUMMIT COMPANY (M) SDN BHD |  | JAPAN |  | PRINCIP ENGINEERING |  |  | 0 | 0 | 0 | 0 |  |  |  |  | 2016-04-14 | KPJ Ipoh Specialist Hospital | 1 | bar: MAY
984 | H07B100984 | H07B100984 | - | BEMS | B | - | ACT | C | H07 | BEMS | CARDIOTOCOGRAPH | CARDIOTOCOGRAPH | BA | WARD 1 | L01 | ISH/BE/00076 | 0 |  | 0 | HOSPITAL | 30000 | 0 | 0 | 0 | 0 | 0 | 0 | 0 | 0 | 0 | 0 | 2008-06-01 | 1900-01-01 | 17 | [8 empty] | WARD 1 |  |  |  | 0 | 0 | [12 empty] | admin | 2024-12-12 14:25 |  | PHILIPS | AVALON FM20 | DE53003808 | WARD 1 |  |  | 1 | B | 1 |  | SUP100018 | IDS MEDICAL SYSTEM (M) SDN BHD |  | GERMANY |  | PRINCIP ENGINEERING |  |  | 0 | 0 | 0 | 0 |  |  |  |  | 2007-06-13 | KPJ Ipoh Specialist Hospital | 2 | bar: JAN; JUL
985 | H07B100985 | H07B100985 | - | BEMS | B | - | ACT | C | H07 | BEMS | CARDIOTOCOGRAPH | CARDIOTOCOGRAPH | BA | WARD 1 | L01 | ISH/BE/01099 | 0 |  | 0 | HOSPITAL | 23200 | 0 | 0 | 0 | 0 | 0 | 0 | 0 | 0 | 0 | 0 | 2014-07-01 | 1900-01-01 | 11 | [8 empty] | WARD 1 |  |  |  | 0 | 0 | [12 empty] | admin | 2024-12-12 14:25 |  | PHILIPS | AVALON FM20 | DE53027595 | WARD 1 |  |  | 1 | B | 1 |  | SUP100018 | IDS MEDICAL SYSTEM (M) SDN BHD |  | GERMANY |  | PRINCIP ENGINEERING |  |  | 0 | 0 | 0 | 0 |  |  |  |  | 2013-04-07 | KPJ Ipoh Specialist Hospital | 2 | bar: JAN; JUL
986 | H07B100986 | H07B100986 | - | BEMS | B | - | ACT | C | H07 | BEMS | RADIANT WARMER | RADIANT WARMER | BA | WARD 1 | L01 | ISH/BE/00090 | 0 |  | 0 | HOSPITAL | 0 | 0 | 0 | 0 | 0 | 0 | 0 | 0 | 0 | 0 | 0 |  | 1900-01-01 | 28 | [8 empty] | WARD 1 |  |  |  | 0 | 0 | [12 empty] | admin | 2024-12-12 14:25 |  | AMEDA | MNC | BP504040 | WARD 1 |  |  | 1 | B | 1 |  | HISTOPOINT SND BHD | HISTOPOINT SND BHD |  | JAPAN |  | PRINCIP ENGINEERING |  |  | 0 | 0 | 0 | 0 |  |  |  |  | 1996-01-19 | KPJ Ipoh Specialist Hospital | 1 | bar: MAR
987 | H07B100987 | H07B100987 | - | BEMS | B | - | ACT | C | H07 | BEMS | AIR STERILIZER | AIR STERILIZER | BA | WARD 1 | L01 | ISH/BE/00094 | 0 |  | 0 | HOSPITAL | 0 | 0 | 0 | 0 | 0 | 0 | 0 | 0 | 0 | 0 | 0 |  | 1900-01-01 | 28 | [8 empty] | WARD 1 |  |  |  | 0 | 0 | [12 empty] | admin | 2024-12-12 14:25 |  | GERMITROL | 200E | B 3157 | WARD 1 |  |  | 1 | B | 1 |  | MEDICARE SDN BHD | MEDICARE SDN BHD |  | GERMANY |  | PRINCIP ENGINEERING |  |  | 0 | 0 | 0 | 0 |  |  |  |  | 1996-11-22 | KPJ Ipoh Specialist Hospital | 1 | bar: DEC
988 | H07B100988 | H07B100988 | 13037 | BEMS | B | - | ACT | N | H07 | BEMS | PHOTOTHERAPY UNIT | PHOTOTHERAPY UNIT | BA | WARD 1 | L01 | ISH/BE/01192 | 0 |  | 0 | HOSPITAL | 8600 | 0 | 0 | 0 | 0 | 0 | 0 | 0 | 0 | 0 | 0 | 2016-09-01 | 1900-01-01 | 10 | [8 empty] | WARD 1 |  |  |  | 0 | 0 | [12 empty] | admin | 2024-12-12 14:25 |  | GE | EQ LULLABY LED | SGT14316040PA | WARD 1 |  |  | 1 | B | 1 |  | EXPERT HEALTHCARE SDN BHD | EXPERT HEALTHCARE SDN BHD | STOR 116949(FA) | GERMANY |  | PRINCIP ENGINEERING |  |  | 0 | 0 | 0 | 0 |  |  |  |  | 2014-10-01 | KPJ Ipoh Specialist Hospital | 1 | bar: MAY
989 | H07B100989 | H07B100989 | 13037 | BEMS | B | - | ACT | N | H07 | BEMS | PHOTOTHERAPY UNIT | PHOTOTHERAPY UNIT | BA | WARD 1 | L01 | ISH/BE/01193 | 0 |  | 0 | HOSPITAL | 8600 | 0 | 0 | 0 | 0 | 0 | 0 | 0 | 0 | 0 | 0 | 2016-09-01 | 1900-01-01 | 10 | [8 empty] | WARD 1 |  |  |  | 0 | 0 | [12 empty] | admin | 2024-12-12 14:25 |  | GE | EQ LULLABY LED | SGT14316045PA | WARD 1 |  |  | 1 | B | 1 |  | EXPERT HEALTHCARE SDN BHD | EXPERT HEALTHCARE SDN BHD | STOR 116949(FA) | GERMANY |  | PRINCIP ENGINEERING |  |  | 0 | 0 | 0 | 0 |  |  |  |  | 2014-10-01 | KPJ Ipoh Specialist Hospital | 1 | bar: MAY
990 | H07B100990 | H07B100990 | 13037 | BEMS | B | - | ACT | N | H07 | BEMS | PHOTOTHERAPY UNIT | PHOTOTHERAPY UNIT | BA | WARD 1 | L01 | ISH/BE/01194 | 0 |  | 0 | HOSPITAL | 8600 | 0 | 0 | 0 | 0 | 0 | 0 | 0 | 0 | 0 | 0 | 2016-09-01 | 1900-01-01 | 10 | [8 empty] | WARD 1 |  |  |  | 0 | 0 | [12 empty] | admin | 2024-12-12 14:25 |  | GE | EQ LULLABY LED | SGT14326049PA | WARD 1 |  |  | 1 | B | 1 |  | EXPERT HEALTHCARE SDN BHD | EXPERT HEALTHCARE SDN BHD | STOR 116949(FA) | GERMANY |  | PRINCIP ENGINEERING |  |  | 0 | 0 | 0 | 0 |  |  |  |  | 2014-10-01 | KPJ Ipoh Specialist Hospital | 1 | bar: MAY
991 | H07B100991 | H07B100991 | 13037 | BEMS | B | - | ACT | N | H07 | BEMS | PHOTOTHERAPY UNIT | PHOTOTHERAPY UNIT | BA | WARD 1 | L01 | ISH/BE/01432 | 0 |  | 0 | HOSPITAL | 9000 | 0 | 0 | 0 | 0 | 0 | 0 | 0 | 0 | 0 | 0 | 2018-09-01 | 1900-01-01 | 8 | [8 empty] | WARD 1 |  |  |  | 0 | 0 | [12 empty] | admin | 2024-12-12 14:25 |  | GE | EQ LULLABY LED | SGT16290053PA | WARD 1 |  |  | 1 | B | 1 |  | EXPERT HEALTHCARE SDN BHD | EXPERT HEALTHCARE SDN BHD | STOR 133442(FA) | GERMANY |  | PRINCIP ENGINEERING |  |  | 0 | 0 | 0 | 0 |  |  |  |  | 2016-09-15 | KPJ Ipoh Specialist Hospital | 1 | bar: MAY
992 | H07B100992 | H07B100992 | 13037 | BEMS | B | - | ACT | N | H07 | BEMS | PHOTOTHERAPY UNIT | PHOTOTHERAPY UNIT | BA | WARD 1 | L01 | ISH/BE/01433 | 0 |  | 0 | HOSPITAL | 9000 | 0 | 0 | 0 | 0 | 0 | 0 | 0 | 0 | 0 | 0 | 2018-09-01 | 1900-01-01 | 8 | [8 empty] | WARD 1 |  |  |  | 0 | 0 | [12 empty] | admin | 2024-12-12 14:25 |  | GE | EQ LULLABY LED | SGT16290054PA | WARD 1 |  |  | 1 | B | 1 |  | EXPERT HEALTHCARE SDN BHD | EXPERT HEALTHCARE SDN BHD | STOR 133442(FA) | GERMANY |  | PRINCIP ENGINEERING |  |  | 0 | 0 | 0 | 0 |  |  |  |  | 2016-09-15 | KPJ Ipoh Specialist Hospital | 1 | bar: MAY
993 | H07B100993 | H07B100993 | 13037 | BEMS | B | - | ACT | N | H07 | BEMS | PHOTOTHERAPY UNIT | PHOTOTHERAPY UNIT | BA | WARD 1 | L01 | ISH/BE/01434 | 0 |  | 0 | HOSPITAL | 9000 | 0 | 0 | 0 | 0 | 0 | 0 | 0 | 0 | 0 | 0 | 2018-09-01 | 1900-01-01 | 8 | [8 empty] | WARD 1 |  |  |  | 0 | 0 | [12 empty] | admin | 2024-12-12 14:25 |  | GE | EQ LULLABY LED | SGT16290055PA | WARD 1 |  |  | 1 | B | 1 |  | EXPERT HEALTHCARE SDN BHD | EXPERT HEALTHCARE SDN BHD | STOR 133445(FA) | GERMANY |  | PRINCIP ENGINEERING |  |  | 0 | 0 | 0 | 0 |  |  |  |  | 2016-09-15 | KPJ Ipoh Specialist Hospital | 1 | bar: MAY
994 | H07B100994 | H07B100994 | 13037 | BEMS | B | - | ACT | N | H07 | BEMS | PHOTOTHERAPY UNIT | PHOTOTHERAPY UNIT | BA | WARD 1 | L01 | ISH/BE/01435 | 0 |  | 0 | HOSPITAL | 9000 | 0 | 0 | 0 | 0 | 0 | 0 | 0 | 0 | 0 | 0 | 2018-09-01 | 1900-01-01 | 8 | [8 empty] | WARD 1 |  |  |  | 0 | 0 | [12 empty] | admin | 2024-12-12 14:25 |  | GE | EQ LULLABY LED | SGT16290056PA | WARD 1 |  |  | 1 | B | 1 |  | EXPERT HEALTHCARE SDN BHD | EXPERT HEALTHCARE SDN BHD | STOR 133445(FA) | GERMANY |  | PRINCIP ENGINEERING |  |  | 0 | 0 | 0 | 0 |  |  |  |  | 2016-09-15 | KPJ Ipoh Specialist Hospital | 1 | bar: MAY
995 | H07B100995 | H07B100995 | 13037 | BEMS | B | - | ACT | N | H07 | BEMS | PHOTOTHERAPY UNIT | PHOTOTHERAPY UNIT | BA | WARD 1 | L01 | ISH/BE/01543 | 0 |  | 0 | HOSPITAL | 9000 | 0 | 0 | 0 | 0 | 0 | 0 | 0 | 0 | 0 | 0 | 2019-09-01 | 1900-01-01 | 7 | [8 empty] | WARD 1 |  |  |  | 0 | 0 | [12 empty] | admin | 2024-12-12 14:25 |  | GE | EQ LULLABY LED | SGT16470012PA | WARD 1 |  |  | 1 | B | 1 |  | EXPERT HEALTHCARE SDN BHD | EXPERT HEALTHCARE SDN BHD |  | GERMANY |  | PRINCIP ENGINEERING |  |  | 0 | 0 | 0 | 0 |  |  |  |  | 2017-09-21 | KPJ Ipoh Specialist Hospital | 1 | bar: MAY
996 | H07B100996 | H07B100996 | 13037 | BEMS | B | - | ACT | N | H07 | BEMS | PHOTOTHERAPY UNIT | PHOTOTHERAPY UNIT | BA | WARD 1 | L01 | ISH/BE/01544 | 0 |  | 0 | HOSPITAL | 9000 | 0 | 0 | 0 | 0 | 0 | 0 | 0 | 0 | 0 | 0 | 2019-09-01 | 1900-01-01 | 7 | [8 empty] | WARD 1 |  |  |  | 0 | 0 | [12 empty] | admin | 2024-12-12 14:25 |  | GE | EQ LULLABY LED | SGT17230052PA | WARD 1 |  |  | 1 | B | 1 |  | EXPERT HEALTHCARE SDN BHD | EXPERT HEALTHCARE SDN BHD |  | GERMANY |  | PRINCIP ENGINEERING |  |  | 0 | 0 | 0 | 0 |  |  |  |  | 2017-09-21 | KPJ Ipoh Specialist Hospital | 1 | bar: MAY
997 | H07B100997 | H07B100997 | - | BEMS | B | - | ACT | C | H07 | BEMS | WATER STERILIZER | WATER STERILIZER | BA | WARD 1 | L01 | ISH/BE/00104 | 0 |  | 0 | HOSPITAL | 0 | 0 | 0 | 0 | 0 | 0 | 0 | 0 | 0 | 0 | 0 |  | 1900-01-01 | 19 | [8 empty] | WARD 1 |  |  |  | 0 | 0 | [12 empty] | admin | 2024-12-12 14:25 |  | BACTRON | BACTRON MARK 6 | N/A | WARD 1 |  |  | 1 | B | 1 |  | SUP100016 | INSAN BAKTI SDN BHD |  | USA |  | PRINCIP ENGINEERING |  |  | 0 | 0 | 0 | 0 |  |  |  |  | 1905-06-03 | KPJ Ipoh Specialist Hospital | 1 | bar: MAY
998 | H07B100998 | H07B100998 | - | BEMS | B | - | ACT | C | H07 | BEMS | INCUBATORS | INCUBATORS | BA | WARD 1 | L01 | ISH/BE/00109 | 0 |  | 0 | HOSPITAL | 35000 | 0 | 0 | 0 | 0 | 0 | 0 | 0 | 0 | 0 | 0 | 2009-05-01 | 1900-01-01 | 16 | [8 empty] | WARD 1 |  |  |  | 0 | 0 | [12 empty] | admin | 2024-12-12 14:25 |  | ISOLETTE | C450QT | ST09476 | WARD 1 |  |  | 1 | B | 1 |  | SUP100018 | IDS MEDICAL SYSTEM (M) SDN BHD |  | GERMANY |  | PRINCIP ENGINEERING |  |  | 0 | 0 | 0 | 0 |  |  |  |  | 2008-06-05 | KPJ Ipoh Specialist Hospital | 2 | bar: FEB; AUG
999 | H07B100999 | H07B100999 | - | BEMS | B | - | ACT | C | H07 | BEMS | INCUBATORS | INCUBATORS | BA | WARD 1 | L01 | ISH/BE/01040 | 0 |  | 0 | HOSPITAL | 35000 | 0 | 0 | 0 | 0 | 0 | 0 | 0 | 0 | 0 | 0 | 2013-02-01 | 1900-01-01 | 12 | [8 empty] | WARD 1 |  |  |  | 0 | 0 | [12 empty] | admin | 2024-12-12 14:25 |  | DRAGER | C2000 | KG25604 | WARD 1 |  |  | 1 | B | 1 |  | BEAU CONSORTIUM SDN BHD | BEAU CONSORTIUM SDN BHD |  | GERMANY |  | DREAGER MALAYSIA SDN BHD |  |  | 0 | 0 | 0 | 0 |  |  |  |  | 2012-12-02 | KPJ Ipoh Specialist Hospital | 2 | bar: JUN; DEC
1000 | H07B101000 | H07B101000 | - | BEMS | B | - | ACT | C | H07 | BEMS | INCUBATORS | INCUBATORS | BA | WARD 1 | L01 | ISH/BE/01411 | 0 |  | 0 | HOSPITAL | 35000 | 0 | 0 | 0 | 0 | 0 | 0 | 0 | 0 | 0 | 0 | 2018-05-01 | 1900-01-01 | 8 | [8 empty] | WARD 1 |  |  |  | 0 | 0 | [12 empty] | admin | 2024-12-12 14:25 |  | DRAGER | ISOLETTE 8000 | JY06667 | WARD 1 |  |  | 1 | B | 1 |  | DREAGER MEDICAL S.E.A PTE LTD | DREAGER MEDICAL S.E.A PTE LTD |  | GERMANY |  | DREAGER MALAYSIA SDN BHD |  |  | 0 | 0 | 0 | 0 |  |  |  |  | 2016-06-01 | KPJ Ipoh Specialist Hospital | 2 | bar: JUN; DEC
1003 | H07B101003 | H07B101003 | 12276 | BEMS | B | - | ACT | N | H07 | BEMS | EXAMINATION LIGHT | EXAMINATION LIGHT | BA | WARD 1 | L01 | ISH/BE/00115 | 0 |  | 0 | HOSPITAL | 500 | 0 | 0 | 0 | 0 | 0 | 0 | 0 | 0 | 0 | 0 |  | 1900-01-01 | 27 | [8 empty] | WARD 1 |  |  |  | 0 | 0 | [12 empty] | admin | 2024-12-12 14:25 |  | EASTERN MEDICAL | HL 1200 | 1&2552 | WARD 1 |  |  | 1 | B | 1 |  | MEDICARE SDN BHD | MEDICARE SDN BHD |  | CHINA |  | PRINCIP ENGINEERING |  |  | 0 | 0 | 0 | 0 |  |  |  |  | 1997-01-12 | KPJ Ipoh Specialist Hospital | 1 | bar: APR
1004 | H07B101004 | H07B101004 | 12282 | BEMS | B | - | ACT | C | H07 | BEMS | OPERATION LIGHT | OPERATION LIGHT | BA | WARD 1 | L01 | ISH/BE/01592 | 0 |  | 0 | HOSPITAL | 43000 | 0 | 0 | 0 | 0 | 0 | 0 | 0 | 0 | 0 | 0 | 2021-04-01 | 1900-01-01 | 5 | [8 empty] | WARD 1 |  |  |  | 0 | 0 | [12 empty] | admin | 2024-12-12 14:25 |  | ETKINS | ETKINS C16 ET MASTER | 2019/E004 | WARD 1 |  |  | 1 | B | 1 |  | GETZ HEALTHCARE (M) SDN BHD | GETZ HEALTHCARE (M) SDN BHD | STOR 169052 | TURKEY |  | PRINCIP ENGINEERING |  |  | 0 | 0 | 0 | 0 |  |  |  |  | 2019-04-26 | KPJ Ipoh Specialist Hospital | 1 | bar: JUL
1005 | H07B101005 | H07B101005 | 13360 | BEMS | B | - | ACT | C | H07 | BEMS | RESUSCITAITORS | RESUSCITAITORS | BA | WARD 1 | L01 | ISH/BE/01412 | 0 |  | 0 | HOSPITAL | 39000 | 0 | 0 | 0 | 0 | 0 | 0 | 0 | 0 | 0 | 0 | 2018-05-01 | 1900-01-01 | 8 | [8 empty] | WARD 1 |  |  |  | 0 | 0 | [12 empty] | admin | 2024-12-12 14:25 |  | DRAGER | RW82 | JY10895 | WARD 1 |  |  | 1 | B | 1 |  | DREAGER MEDICAL S.E.A PTE LTD | DREAGER MEDICAL S.E.A PTE LTD | STOR 130974(FA) | GERMANY |  | DREAGER MALAYSIA SDN BHD |  |  | 0 | 0 | 0 | 0 |  |  |  |  | 2016-05-27 | KPJ Ipoh Specialist Hospital | 2 | bar: JUN; DEC
1006 | H07B101006 | H07B101006 | - | BEMS | B | - | ACT | C | H07 | BEMS | APNEA MONITOR | APNEA MONITOR | BA | WARD 1 | L01 | ISH/BE/00820 | 0 |  | 0 | HOSPITAL | 3800 | 0 | 0 | 0 | 0 | 0 | 0 | 0 | 0 | 0 | 0 | 2011-06-01 | 1900-01-01 | 14 | [8 empty] | WARD 1 |  |  |  | 0 | 0 | [12 empty] | admin | 2024-12-12 14:25 |  | GRASEBY MEDICAL | MR10 | 13004946 | WARD 1 |  |  | 1 | B | 1 |  | PRIMED MEDICAL SDN.BHD | PRIMED MEDICAL SDN.BHD |  | USA |  | PRINCIP ENGINEERING |  |  | 0 | 0 | 0 | 0 |  |  |  |  | 2010-01-06 | KPJ Ipoh Specialist Hospital | 1 | bar: MAR
1007 | H07B101007 | H07B101007 | 17148 | BEMS | B | - | ACT | C | H07 | BEMS | OXIMETERS, PULSE | OXIMETERS, PULSE | BA | WARD 1 | L01 | ISH/BE/00977 | 0 |  | 0 | HOSPITAL | 5700 | 0 | 0 | 0 | 0 | 0 | 0 | 0 | 0 | 0 | 0 | 2012-04-01 | 1900-01-01 | 13 | [8 empty] | WARD 1 |  |  |  | 0 | 0 | [12 empty] | admin | 2024-12-12 14:25 |  | NELLCOR | N560 | 011410060382 | WARD 1 |  |  | 1 | B | 1 |  | HOSPIMETRIX SDN BHD | HOSPIMETRIX SDN BHD |  | USA |  | PRINCIP ENGINEERING |  |  | 0 | 0 | 0 | 0 |  |  |  |  | 2011-04-20 | KPJ Ipoh Specialist Hospital | 1 | bar: MAR
1008 | H07B101008 | H07B101008 | 17148 | BEMS | B | - | ACT | C | H07 | BEMS | OXIMETERS, PULSE | OXIMETERS, PULSE | BA | WARD 1 | L01 | ISH/BE/01101 | 0 |  | 0 | HOSPITAL | 3200 | 0 | 0 | 0 | 0 | 0 | 0 | 0 | 0 | 0 | 0 | 2014-07-01 | 1900-01-01 | 11 | [8 empty] | WARD 1 |  |  |  | 0 | 0 | [12 empty] | admin | 2024-12-12 14:25 |  | PHILIPS | SURESIGNS VM1 | NB12702132 | WARD 1 |  |  | 1 | B | 1 |  | SUP100018 | IDS MEDICAL SYSTEM (M) SDN BHD | STOR 105643 | GERMANY |  | PRINCIP ENGINEERING |  |  | 0 | 0 | 0 | 0 |  |  |  |  | 2013-04-07 | KPJ Ipoh Specialist Hospital | 1 | bar: MAR
1009 | H07B101009 | H07B101009 | 17148 | BEMS | B | - | ACT | C | H07 | BEMS | OXIMETERS, PULSE | OXIMETERS, PULSE | BA | WARD 1 | L01 | ISH/BE/01102 | 0 |  | 0 | HOSPITAL | 3200 | 0 | 0 | 0 | 0 | 0 | 0 | 0 | 0 | 0 | 0 | 2014-07-01 | 1900-01-01 | 11 | [8 empty] | WARD 1 |  |  |  | 0 | 0 | [12 empty] | admin | 2024-12-12 14:25 |  | PHILIPS | SURESIGNS VM1 | NB12702160 | WARD 1 |  |  | 1 | B | 1 |  | SUP100018 | IDS MEDICAL SYSTEM (M) SDN BHD | STOR 105643 | GERMANY |  | PRINCIP ENGINEERING |  |  | 0 | 0 | 0 | 0 |  |  |  |  | 2013-04-07 | KPJ Ipoh Specialist Hospital | 1 | bar: MAR
1010 | H07B101010 | H07B101010 | 17148 | BEMS | B | - | ACT | C | H07 | BEMS | OXIMETERS, PULSE | OXIMETERS, PULSE | BA | WARD 1 | L01 | ISH/BE/01103 | 0 |  | 0 | HOSPITAL | 3200 | 0 | 0 | 0 | 0 | 0 | 0 | 0 | 0 | 0 | 0 | 2014-07-01 | 1900-01-01 | 11 | [8 empty] | WARD 1 |  |  |  | 0 | 0 | [12 empty] | admin | 2024-12-12 14:25 |  | PHILIPS | SURESIGNS VM1 | NB12702152 | WARD 1 |  |  | 1 | B | 1 |  | SUP100018 | IDS MEDICAL SYSTEM (M) SDN BHD | STOR 105643 | GERMANY |  | PRINCIP ENGINEERING |  |  | 0 | 0 | 0 | 0 |  |  |  |  | 2013-04-07 | KPJ Ipoh Specialist Hospital | 1 | bar: MAR
1011 | H07B101011 | H07B101011 | 17148 | BEMS | B | - | ACT | C | H07 | BEMS | OXIMETERS, PULSE | OXIMETERS, PULSE | BA | WARD 1 | L01 | ISH/BE/01381 | 0 |  | 0 | HOSPITAL | 7000 | 0 | 0 | 0 | 0 | 0 | 0 | 0 | 0 | 0 | 0 | 2017-04-01 | 1900-01-01 | 8 | [8 empty] | WARD 1 |  |  |  | 0 | 0 | [12 empty] | admin | 2024-12-12 14:25 |  | MASIMO | R2932-RADICAL7TS | 239142 | WARD 1 |  |  | 1 | B | 1 |  | RESPIMEDIC SDN BHD | RESPIMEDIC SDN BHD | STOR 130972 (FA) | USA |  | PRINCIP ENGINEERING |  |  | 0 | 0 | 0 | 0 |  |  |  |  | 2016-04-20 | KPJ Ipoh Specialist Hospital | 1 | bar: JUL
1012 | H07B101012 | H07B101012 | 17148 | BEMS | B | - | ACT | C | H07 | BEMS | OXIMETERS, PULSE | OXIMETERS, PULSE | BA | WARD 1 | L01 | ISH/BE/01382 | 0 |  | 0 | HOSPITAL | 7000 | 0 | 0 | 0 | 0 | 0 | 0 | 0 | 0 | 0 | 0 | 2017-04-01 | 1900-01-01 | 8 | [8 empty] | WARD 1 |  |  |  | 0 | 0 | [12 empty] | admin | 2024-12-12 14:25 |  | MASIMO | R2932-RADICAL7TS | 225816 | WARD 1 |  |  | 1 | B | 1 |  | RESPIMEDIC SDN BHD | RESPIMEDIC SDN BHD | STOR 130972 (FA) | USA |  | PRINCIP ENGINEERING |  |  | 0 | 0 | 0 | 0 |  |  |  |  | 2016-04-20 | KPJ Ipoh Specialist Hospital | 1 | bar: JUL
1013 | H07B101013 | H07B101013 | 17148 | BEMS | B | - | ACT | C | H07 | BEMS | OXIMETERS, PULSE | OXIMETERS, PULSE | BA | WARD 1 | L01 | ISH/BE/01383 | 0 |  | 0 | HOSPITAL | 7000 | 0 | 0 | 0 | 0 | 0 | 0 | 0 | 0 | 0 | 0 | 2017-04-01 | 1900-01-01 | 8 | [8 empty] | WARD 1 |  |  |  | 0 | 0 | [12 empty] | admin | 2024-12-12 14:25 |  | MASIMO | R2932-RADICAL7TS | 227008 | WARD 1 |  |  | 1 | B | 1 |  | RESPIMEDIC SDN BHD | RESPIMEDIC SDN BHD | STOR 130972 (FA) | USA |  | PRINCIP ENGINEERING |  |  | 0 | 0 | 0 | 0 |  |  |  |  | 2016-04-20 | KPJ Ipoh Specialist Hospital | 1 | bar: JUL
1014 | H07B101014 | H07B101014 | 17148 | BEMS | B | - | ACT | C | H07 | BEMS | OXIMETERS, PULSE | OXIMETERS, PULSE | BA | WARD 1 | L01 | ISH/BE/01384 | 0 |  | 0 | HOSPITAL | 7000 | 0 | 0 | 0 | 0 | 0 | 0 | 0 | 0 | 0 | 0 | 2017-04-01 | 1900-01-01 | 8 | [8 empty] | WARD 1 |  |  |  | 0 | 0 | [12 empty] | admin | 2024-12-12 14:25 |  | MASIMO | R2932-RADICAL7TS | 236626 | WARD 1 |  |  | 1 | B | 1 |  | RESPIMEDIC SDN BHD | RESPIMEDIC SDN BHD | STOR 130972 (FA) | USA |  | PRINCIP ENGINEERING |  |  | 0 | 0 | 0 | 0 |  |  |  |  | 2016-04-20 | KPJ Ipoh Specialist Hospital | 1 | bar: JUL
1015 | H07B101015 | H07B101015 | 17148 | BEMS | B | - | ACT | C | H07 | BEMS | OXIMETERS, PULSE | OXIMETERS, PULSE | BA | WARD 1 | L01 | ISH/BE/01385 | 0 |  | 0 | HOSPITAL | 7000 | 0 | 0 | 0 | 0 | 0 | 0 | 0 | 0 | 0 | 0 | 2017-04-01 | 1900-01-01 | 8 | [8 empty] | WARD 1 |  |  |  | 0 | 0 | [12 empty] | admin | 2024-12-12 14:25 |  | MASIMO | R2932-RADICAL7TS | 242994 | WARD 1 |  |  | 1 | B | 1 |  | RESPIMEDIC SDN BHD | RESPIMEDIC SDN BHD | STOR 130972 (FA) | USA |  | PRINCIP ENGINEERING |  |  | 0 | 0 | 0 | 0 |  |  |  |  | 2016-04-20 | KPJ Ipoh Specialist Hospital | 1 | bar: JUL
1016 | H07B101016 | H07B101016 | 17148 | BEMS | B | - | ACT | C | H07 | BEMS | OXIMETERS, PULSE | OXIMETERS, PULSE | BA | WARD 1 | L01 | ISH/BE/01386 | 0 |  | 0 | HOSPITAL | 7000 | 0 | 0 | 0 | 0 | 0 | 0 | 0 | 0 | 0 | 0 | 2017-04-01 | 1900-01-01 | 8 | [8 empty] | WARD 1 |  |  |  | 0 | 0 | [12 empty] | admin | 2024-12-12 14:25 |  | MASIMO | R2932-RADICAL7TS | 239960 | WARD 1 |  |  | 1 | B | 1 |  | RESPIMEDIC SDN BHD | RESPIMEDIC SDN BHD | STOR 130972 (FA) | USA |  | PRINCIP ENGINEERING |  |  | 0 | 0 | 0 | 0 |  |  |  |  | 2016-04-20 | KPJ Ipoh Specialist Hospital | 1 | bar: JUL
1017 | H07B101017 | H07B101017 | - | BEMS | B | - | ACT | C | H07 | BEMS | FETAL DOPPLER | FETAL DOPPLER | BA | WARD 1 | L01 | ISH/BE/00991 | 0 |  | 0 | HOSPITAL | 1200 | 0 | 0 | 0 | 0 | 0 | 0 | 0 | 0 | 0 | 0 | 2012-05-01 | 1900-01-01 | 13 | [8 empty] | WARD 1 |  |  |  | 0 | 0 | [12 empty] | admin | 2024-12-12 14:25 |  | EDAN | SONOTRAX BASIC A | STAB10C94091A | WARD 1 |  |  | 1 | B | 1 |  | IPOH JAYA MEDIC ENTERPRISE | IPOH JAYA MEDIC ENTERPRISE |  | CHINA |  | PRINCIP ENGINEERING |  |  | 0 | 0 | 0 | 0 |  |  |  |  | 2010-05-28 | KPJ Ipoh Specialist Hospital | 1 | bar: JUL
1018 | H07B101018 | H07B101018 | - | BEMS | B | - | ACT | C | H07 | BEMS | FETAL DOPPLER | FETAL DOPPLER | BA | WARD 1 | L01 | ISH/BE/01593 | 0 |  | 0 | HOSPITAL | 800 | 0 | 0 | 0 | 0 | 0 | 0 | 0 | 0 | 0 | 0 | 2020-07-01 | 1900-01-01 | 5 | [8 empty] | WARD 1 |  |  |  | 0 | 0 | [12 empty] | admin | 2024-12-12 14:25 |  | CONTEC | SONOLINE C2 | FG1301200059 | WARD 1 |  |  | 1 | B | 1 |  | HARMONI JAYA | HARMONI JAYA |  | CHINA |  | PRINCIP ENGINEERING |  |  | 0 | 0 | 0 | 0 |  |  |  |  | 2019-07-13 | KPJ Ipoh Specialist Hospital | 1 | bar: JUL
1019 | H07B101019 | H07B101019 | 18076 | BEMS | B | - | ACT | C | H07 | BEMS | OXYGEN BLENDER | OXYGEN BLENDER | BA | WARD 1 | L01 | ISH/BE/01397 | 0 |  | 0 | HOSPITAL | 5471.7 | 0 | 0 | 0 | 0 | 0 | 0 | 0 | 0 | 0 | 0 | 2017-05-01 | 1900-01-01 | 8 | [8 empty] | WARD 1 |  |  |  | 0 | 0 | [12 empty] | admin | 2024-12-12 14:25 |  | BIOMED DEVICES | BLENDER O2 | BX1551364 | WARD 1 |  |  | 1 | B | 1 |  | SUP100023 | DAYA CERGAS (M) SDN BHD | STOR 131032 (FA) | USA |  | DAYA CERGAS (M) SDN BHD |  |  | 0 | 0 | 0 | 0 |  |  |  |  | 2016-05-20 | KPJ Ipoh Specialist Hospital | 1 | bar: DEC
1020 | H07B101020 | H07B101020 | 18076 | BEMS | B | - | ACT | C | H07 | BEMS | OXYGEN BLENDER | OXYGEN BLENDER | BA | WARD 1 | L01 | ISH/BE/01398 | 0 |  | 0 | HOSPITAL | 5471.7 | 0 | 0 | 0 | 0 | 0 | 0 | 0 | 0 | 0 | 0 | 2017-05-01 | 1900-01-01 | 8 | [8 empty] | WARD 1 |  |  |  | 0 | 0 | [12 empty] | admin | 2024-12-12 14:25 |  | BIOMED DEVICES | BLENDER O2 | BX1652641 | WARD 1 |  |  | 1 | B | 1 |  | SUP100023 | DAYA CERGAS (M) SDN BHD | STOR 131032 (FA) | USA |  | DAYA CERGAS (M) SDN BHD |  |  | 0 | 0 | 0 | 0 |  |  |  |  | 2016-05-20 | KPJ Ipoh Specialist Hospital | 1 | bar: DEC
1021 | H07B101021 | H07B101021 | 18076 | BEMS | B | - | ACT | C | H07 | BEMS | OXYGEN BLENDER | OXYGEN BLENDER | BA | WARD 1 | L01 | ISH/BE/01399 | 0 |  | 0 | HOSPITAL | 5471.7 | 0 | 0 | 0 | 0 | 0 | 0 | 0 | 0 | 0 | 0 | 2017-05-01 | 1900-01-01 | 8 | [8 empty] | WARD 1 |  |  |  | 0 | 0 | [12 empty] | admin | 2024-12-12 14:25 |  | BIOMED DEVICES | BLENDER O2 | BX1551367 | WARD 1 |  |  | 1 | B | 1 |  | SUP100023 | DAYA CERGAS (M) SDN BHD | STOR 131032 (FA) | USA |  | DAYA CERGAS (M) SDN BHD |  |  | 0 | 0 | 0 | 0 |  |  |  |  | 2016-05-20 | KPJ Ipoh Specialist Hospital | 1 | bar: DEC
1022 | H07B101022 | H07B101022 | 18076 | BEMS | B | - | ACT | C | H07 | BEMS | OXYGEN BLENDER | OXYGEN BLENDER | BA | WARD 1 | L01 | ISH/BE/01400 | 0 |  | 0 | HOSPITAL | 5471.7 | 0 | 0 | 0 | 0 | 0 | 0 | 0 | 0 | 0 | 0 | 2017-05-01 | 1900-01-01 | 8 | [8 empty] | WARD 1 |  |  |  | 0 | 0 | [12 empty] | admin | 2024-12-12 14:25 |  | BIOMED DEVICES | BLENDER O2 | BX1551366 | WARD 1 |  |  | 1 | B | 1 |  | SUP100023 | DAYA CERGAS (M) SDN BHD | STOR 131032 (FA) | USA |  | DAYA CERGAS (M) SDN BHD |  |  | 0 | 0 | 0 | 0 |  |  |  |  | 2016-05-20 | KPJ Ipoh Specialist Hospital | 1 | bar: DEC
1023 | H07B101023 | H07B101023 | 18076 | BEMS | B | - | ACT | C | H07 | BEMS | OXYGEN BLENDER | OXYGEN BLENDER | BA | WARD 1 | L01 | ISH/BE/01401 | 0 |  | 0 | HOSPITAL | 5471.7 | 0 | 0 | 0 | 0 | 0 | 0 | 0 | 0 | 0 | 0 | 2017-05-01 | 1900-01-01 | 8 | [8 empty] | WARD 1 |  |  |  | 0 | 0 | [12 empty] | admin | 2024-12-12 14:25 |  | BIOMED DEVICES | BLENDER O2 | BX1551365 | WARD 1 |  |  | 1 | B | 1 |  | SUP100023 | DAYA CERGAS (M) SDN BHD | STOR 131032 (FA) | USA |  | DAYA CERGAS (M) SDN BHD |  |  | 0 | 0 | 0 | 0 |  |  |  |  | 2016-05-20 | KPJ Ipoh Specialist Hospital | 1 | bar: DEC
1024 | H07B101024 | H07B101024 | 18076 | BEMS | B | - | ACT | C | H07 | BEMS | OXYGEN BLENDER | OXYGEN BLENDER | BA | WARD 1 | L01 | ISH/BE/01495 | 0 |  | 0 | HOSPITAL | 5471.7 | 0 | 0 | 0 | 0 | 0 | 0 | 0 | 0 | 0 | 0 | 2017-11-01 | 1900-01-01 | 8 | [8 empty] | WARD 1 |  |  |  | 0 | 0 | [12 empty] | admin | 2024-12-12 14:25 |  | BIOMED DEVICES | BLENDER O2 | BX1654500 | WARD 1 |  |  | 1 | B | 1 |  | SUP100023 | DAYA CERGAS (M) SDN BHD | STOR 136797 (FA) | USA |  | DAYA CERGAS (M) SDN BHD |  |  | 0 | 0 | 0 | 0 |  |  |  |  | 2016-11-03 | KPJ Ipoh Specialist Hospital | 1 | bar: DEC
1025 | H07B101025 | H07B101025 | 18076 | BEMS | B | - | ACT | C | H07 | BEMS | OXYGEN BLENDER | OXYGEN BLENDER | BA | WARD 1 | L01 | ISH/BE/01496 | 0 |  | 0 | HOSPITAL | 5471.7 | 0 | 0 | 0 | 0 | 0 | 0 | 0 | 0 | 0 | 0 | 2017-11-01 | 1900-01-01 | 8 | [8 empty] | WARD 1 |  |  |  | 0 | 0 | [12 empty] | admin | 2024-12-12 14:25 |  | BIOMED DEVICES | BLENDER O2 | BX1654501 | WARD 1 |  |  | 1 | B | 1 |  | SUP100023 | DAYA CERGAS (M) SDN BHD | STOR 136797 (FA) | USA |  | DAYA CERGAS (M) SDN BHD |  |  | 0 | 0 | 0 | 0 |  |  |  |  | 2016-11-03 | KPJ Ipoh Specialist Hospital | 1 | bar: DEC
1026 | H07B101026 | H07B101026 | 13360 | BEMS | B | - | ACT | C | H07 | BEMS | NEOPUFF | NEOPUFF | BA | WARD 1 | L01 | ISH/BE/01391 | 0 |  | 0 | HOSPITAL | 5660 | 0 | 0 | 0 | 0 | 0 | 0 | 0 | 0 | 0 | 0 | 2017-04-01 | 1900-01-01 | 8 | [8 empty] | WARD 1 |  |  |  | 0 | 0 | [12 empty] | admin | 2024-12-12 14:25 |  | FISHER & PAYKEL | RD900 | 150929003490 | WARD 1 |  |  | 1 | B | 1 |  | SUP100023 | DAYA CERGAS (M) SDN BHD | STOR 131033 (FA) | USA |  | DAYA CERGAS (M) SDN BHD |  |  | 0 | 0 | 0 | 0 |  |  |  |  | 2016-04-25 | KPJ Ipoh Specialist Hospital | 1 | bar: DEC
1027 | H07B101027 | H07B101027 | 13360 | BEMS | B | - | ACT | C | H07 | BEMS | NEOPUFF | NEOPUFF | BA | WARD 1 | L01 | ISH/BE/01402 | 0 |  | 0 | HOSPITAL | 5660.4 | 0 | 0 | 0 | 0 | 0 | 0 | 0 | 0 | 0 | 0 | 2017-05-01 | 1900-01-01 | 8 | [8 empty] | WARD 1 |  |  |  | 0 | 0 | [12 empty] | admin | 2024-12-12 14:25 |  | FISHER & PAYKEL | RD 900 | 160226005338 | WARD 1 |  |  | 1 | B | 1 |  | SUP100023 | DAYA CERGAS (M) SDN BHD | STOR 131033 (FA) | USA |  | DAYA CERGAS (M) SDN BHD |  |  | 0 | 0 | 0 | 0 |  |  |  |  | 2016-05-20 | KPJ Ipoh Specialist Hospital | 1 | bar: DEC
1028 | H07B101028 | H07B101028 | 13360 | BEMS | B | - | ACT | C | H07 | BEMS | NEOPUFF | NEOPUFF | BA | WARD 1 | L01 | ISH/BE/01403 | 0 |  | 0 | HOSPITAL | 5660.4 | 0 | 0 | 0 | 0 | 0 | 0 | 0 | 0 | 0 | 0 | 2017-05-01 | 1900-01-01 | 8 | [8 empty] | WARD 1 |  |  |  | 0 | 0 | [12 empty] | admin | 2024-12-12 14:25 |  | FISHER & PAYKEL | RD 900 | 160226005340 | WARD 1 |  |  | 1 | B | 1 |  | SUP100023 | DAYA CERGAS (M) SDN BHD | STOR 131033 (FA) | USA |  | DAYA CERGAS (M) SDN BHD |  |  | 0 | 0 | 0 | 0 |  |  |  |  | 2016-05-20 | KPJ Ipoh Specialist Hospital | 1 | bar: DEC
1029 | H07B101029 | H07B101029 | 13360 | BEMS | B | - | ACT | C | H07 | BEMS | NEOPUFF | NEOPUFF | BA | WARD 1 | L01 | ISH/BE/01404 | 0 |  | 0 | HOSPITAL | 5660.4 | 0 | 0 | 0 | 0 | 0 | 0 | 0 | 0 | 0 | 0 | 2017-05-01 | 1900-01-01 | 8 | [8 empty] | WARD 1 |  |  |  | 0 | 0 | [12 empty] | admin | 2024-12-12 14:25 |  | FISHER & PAYKEL | RD 900 | 160226005341 | WARD 1 |  |  | 1 | B | 1 |  | SUP100023 | DAYA CERGAS (M) SDN BHD | STOR 131033 (FA) | USA |  | DAYA CERGAS (M) SDN BHD |  |  | 0 | 0 | 0 | 0 |  |  |  |  | 2016-05-20 | KPJ Ipoh Specialist Hospital | 1 | bar: DEC
1030 | H07B101030 | H07B101030 | 13360 | BEMS | B | - | ACT | C | H07 | BEMS | NEOPUFF | NEOPUFF | BA | WARD 1 | L01 | ISH/BE/01405 | 0 |  | 0 | HOSPITAL | 5660.4 | 0 | 0 | 0 | 0 | 0 | 0 | 0 | 0 | 0 | 0 | 2017-05-01 | 1900-01-01 | 8 | [8 empty] | WARD 1 |  |  |  | 0 | 0 | [12 empty] | admin | 2024-12-12 14:25 |  | FISHER & PAYKEL | RD 900 | 160226005342 | WARD 1 |  |  | 1 | B | 1 |  | SUP100023 | DAYA CERGAS (M) SDN BHD | STOR 131033 (FA) | USA |  | DAYA CERGAS (M) SDN BHD |  |  | 0 | 0 | 0 | 0 |  |  |  |  | 2016-05-20 | KPJ Ipoh Specialist Hospital | 1 | bar: DEC
1031 | H07B101031 | H07B101031 | 13360 | BEMS | B | - | ACT | C | H07 | BEMS | NEOPUFF | NEOPUFF | BA | WARD 1 | L01 | ISH/BE/01406 | 0 |  | 0 | HOSPITAL | 5660.4 | 0 | 0 | 0 | 0 | 0 | 0 | 0 | 0 | 0 | 0 | 2017-05-01 | 1900-01-01 | 8 | [8 empty] | WARD 1 |  |  |  | 0 | 0 | [12 empty] | admin | 2024-12-12 14:25 |  | FISHER & PAYKEL | RD 900 | 160226005343 | WARD 1 |  |  | 1 | B | 1 |  | SUP100023 | DAYA CERGAS (M) SDN BHD | STOR 131033 (FA) | USA |  | DAYA CERGAS (M) SDN BHD |  |  | 0 | 0 | 0 | 0 |  |  |  |  | 2016-05-20 | KPJ Ipoh Specialist Hospital | 1 | bar: DEC
1032 | H07B101032 | H07B101032 | 13360 | BEMS | B | - | ACT | C | H07 | BEMS | NEOPUFF | NEOPUFF | BA | WARD 1 | L01 | ISH/BE/01407 | 0 |  | 0 | HOSPITAL | 5660.4 | 0 | 0 | 0 | 0 | 0 | 0 | 0 | 0 | 0 | 0 | 2017-05-01 | 1900-01-01 | 8 | [8 empty] | WARD 1 |  |  |  | 0 | 0 | [12 empty] | admin | 2024-12-12 14:25 |  | FISHER & PAYKEL | RD 900 | 160226005344 | WARD 1 |  |  | 1 | B | 1 |  | SUP100023 | DAYA CERGAS (M) SDN BHD | STOR 131033 (FA) | USA |  | DAYA CERGAS (M) SDN BHD |  |  | 0 | 0 | 0 | 0 |  |  |  |  | 2016-05-20 | KPJ Ipoh Specialist Hospital | 1 | bar: DEC
1033 | H07B101033 | H07B101033 | 13360 | BEMS | B | - | ACT | C | H07 | BEMS | NEOPUFF | NEOPUFF | BA | WARD 1 | L01 | ISH/BE/01408 | 0 |  | 0 | HOSPITAL | 5660.4 | 0 | 0 | 0 | 0 | 0 | 0 | 0 | 0 | 0 | 0 | 2017-05-01 | 1900-01-01 | 8 | [8 empty] | WARD 1 |  |  |  | 0 | 0 | [12 empty] | admin | 2024-12-12 14:25 |  | FISHER & PAYKEL | RD 900 | 160115004675 | WARD 1 |  |  | 1 | B | 1 |  | SUP100023 | DAYA CERGAS (M) SDN BHD | STOR 131033 (FA) | USA |  | DAYA CERGAS (M) SDN BHD |  |  | 0 | 0 | 0 | 0 |  |  |  |  | 2016-05-20 | KPJ Ipoh Specialist Hospital | 1 | bar: DEC
1034 | H07B101034 | H07B101034 | 13360 | BEMS | B | - | ACT | C | H07 | BEMS | NEOPUFF | NEOPUFF | BA | WARD 1 | L01 | ISH/BE/01409 | 0 |  | 0 | HOSPITAL | 5660.4 | 0 | 0 | 0 | 0 | 0 | 0 | 0 | 0 | 0 | 0 | 2017-05-01 | 1900-01-01 | 8 | [8 empty] | WARD 1 |  |  |  | 0 | 0 | [12 empty] | admin | 2024-12-12 14:25 |  | FISHER & PAYKEL | RD 900 | 160115004678 | WARD 1 |  |  | 1 | B | 1 |  | SUP100023 | DAYA CERGAS (M) SDN BHD | STOR 131033 (FA) | USA |  | DAYA CERGAS (M) SDN BHD |  |  | 0 | 0 | 0 | 0 |  |  |  |  | 2016-05-20 | KPJ Ipoh Specialist Hospital | 1 | bar: DEC
1035 | H07B101035 | H07B101035 | 12701 | BEMS | B | - | ACT | C | H07 | BEMS | DUOPAP | DUOPAP | BA | WARD 1 | L01 | ISH/BE/01416 | 0 |  | 0 | HOSPITAL | 65000 | 0 | 0 | 0 | 0 | 0 | 0 | 0 | 0 | 0 | 0 | 2018-06-01 | 1900-01-01 | 8 | [8 empty] | WARD 1 |  |  |  | 0 | 0 | [12 empty] | admin | 2024-12-12 14:25 |  | ACUTRONIC | 7250.N | AT211D-0912 | WARD 1 |  |  | 1 | B | 1 |  | SCHMIDT BIOMED TECH SDN BHD | SCHMIDT BIOMED TECH SDN BHD | STOR 130958(FA) | USA |  | SCHMIDT BIOMEDTECH SDN BHD |  |  | 0 | 0 | 0 | 0 |  |  |  |  | 2016-06-08 | KPJ Ipoh Specialist Hospital | 2 | bar: JAN; JUL
1036 | H07B101036 | H07B101036 | 12701 | BEMS | B | - | ACT | C | H07 | BEMS | DUAPAP | DUAPAP | BA | WARD 1 | L01 | ISH/BE/01417 | 0 |  | 0 | HOSPITAL | 65000 | 0 | 0 | 0 | 0 | 0 | 0 | 0 | 0 | 0 | 0 | 2018-06-01 | 1900-01-01 | 8 | [8 empty] | WARD 1 |  |  |  | 0 | 0 | [12 empty] | admin | 2024-12-12 14:25 |  | ACUTRONIC | 7250.N | AT211D-0913 | WARD 1 |  |  | 1 | B | 1 |  | SCHMIDT BIOMED TECH SDN BHD | SCHMIDT BIOMED TECH SDN BHD | STOR 130958(FA) | USA |  | SCHMIDT BIOMEDTECH SDN BHD |  |  | 0 | 0 | 0 | 0 |  |  |  |  | 2016-06-08 | KPJ Ipoh Specialist Hospital | 2 | bar: MAR; SEP
1037 | H07B101037 | H07B101037 | 12701 | BEMS | B | - | ACT | C | H07 | BEMS | DUOPAP | DUOPAP | BA | WARD 1 | L01 | ISH/BE/01418 | 0 |  | 0 | HOSPITAL | 65000 | 0 | 0 | 0 | 0 | 0 | 0 | 0 | 0 | 0 | 0 | 2018-06-01 | 1900-01-01 | 8 | [8 empty] | WARD 1 |  |  |  | 0 | 0 | [12 empty] | admin | 2024-12-12 14:25 |  | ACUTRONIC | 7250.N | AT211D-0916 | WARD 1 |  |  | 1 | B | 1 |  | SCHMIDT BIOMED TECH SDN BHD | SCHMIDT BIOMED TECH SDN BHD | STOR 130958(FA) | USA |  | SCHMIDT BIOMEDTECH SDN BHD |  |  | 0 | 0 | 0 | 0 |  |  |  |  | 2016-06-08 | KPJ Ipoh Specialist Hospital | 2 | bar: JAN; JUL
1038 | H07B101038 | H07B101038 | 12701 | BEMS | B | - | ACT | C | H07 | BEMS | DUOPAP | DUOPAP | BA | WARD 1 | L01 | ISH/BE/01419 | 0 |  | 0 | HOSPITAL | 65000 | 0 | 0 | 0 | 0 | 0 | 0 | 0 | 0 | 0 | 0 | 2018-06-01 | 1900-01-01 | 8 | [8 empty] | WARD 1 |  |  |  | 0 | 0 | [12 empty] | admin | 2024-12-12 14:25 |  | ACUTRONIC | 7250.N | AT211D-0917 | WARD 1 |  |  | 1 | B | 1 |  | SCHMIDT BIOMED TECH SDN BHD | SCHMIDT BIOMED TECH SDN BHD | STOR 130958(FA) | USA |  | SCHMIDT BIOMEDTECH SDN BHD |  |  | 0 | 0 | 0 | 0 |  |  |  |  | 2016-06-08 | KPJ Ipoh Specialist Hospital | 2 | bar: JAN; JUL
1039 | H07B101039 | H07B101039 | 12636 | BEMS | B | - | ACT | C | H07 | BEMS | PATIENT MONITORING SYSTEM | PATIENT MONITORING SYSTEM | BA | WARD 1 | L01 | ISH/BE/01430 | 0 |  | 0 | HOSPITAL | 12500 | 0 | 0 | 0 | 0 | 0 | 0 | 0 | 0 | 0 | 0 | 2017-08-01 | 1900-01-01 | 8 | [8 empty] | WARD 1 |  |  |  | 0 | 0 | [12 empty] | admin | 2024-12-12 14:25 |  | NIHON KOHDEN | PVM-2701 / VISMO | 09334 | WARD 1 |  |  | 1 | B | 1 |  | PERNIAGAAN MEGA MEDIK | PERNIAGAAN MEGA MEDIK | STOR 130966(FA) | JAPAN |  | PRINCIP ENGINEERING |  |  | 0 | 0 | 0 | 0 |  |  |  |  | 2016-08-11 | KPJ Ipoh Specialist Hospital | 2 | bar: FEB; AUG
1040 | H07B101040 | H07B101040 | 12636 | BEMS | B | - | ACT | C | H07 | BEMS | PATIENT MONITORING SYSTEM | PATIENT MONITORING SYSTEM | BA | WARD 1 | L01 | ISH/BE/01431 | 0 |  | 0 | HOSPITAL | 12500 | 0 | 0 | 0 | 0 | 0 | 0 | 0 | 0 | 0 | 0 | 2017-08-01 | 1900-01-01 | 8 | [8 empty] | WARD 1 |  |  |  | 0 | 0 | [12 empty] | admin | 2024-12-12 14:25 |  | NIHON KOHDEN | PVM-2701 / VISMO | 09366 | WARD 1 |  |  | 1 | B | 1 |  | PERNIAGAAN MEGA MEDIK | PERNIAGAAN MEGA MEDIK | STOR 130966(FA) | JAPAN |  | PRINCIP ENGINEERING |  |  | 0 | 0 | 0 | 0 |  |  |  |  | 2016-08-11 | KPJ Ipoh Specialist Hospital | 2 | bar: FEB; AUG
1041 | H07B101041 | H07B101041 | - | BEMS | B | - | ACT | C | H07 | BEMS | INCUBATORS, TRANSPORT | INCUBATORS, TRANSPORT | BA | WARD 1 | L01 | ISH/BE/01501 | 0 |  | 0 | HOSPITAL | 48113.25 | 0 | 0 | 0 | 0 | 0 | 0 | 0 | 0 | 0 | 0 | 2019-06-01 | 1900-01-01 | 7 | [8 empty] | WARD 1 |  |  |  | 0 | 0 | [12 empty] | admin | 2024-12-12 14:25 |  | FANEM | IT-158 TS | CF8416 | WARD 1 |  |  | 1 | B | 1 |  | SUP100004 | GEMILANG ASIA TECHNOLOGY SDN BHD | STOR 138217(FA) | BRAZIL |  | GEMILANG ASIA TECHNOLOGY SDN BHD |  |  | 0 | 0 | 0 | 0 |  |  |  |  | 2016-12-15 | KPJ Ipoh Specialist Hospital | 2 | bar: MAY; NOV
1042 | H07B101042 | H07B101042 | 13461 | BEMS | B | - | ACT | N | H07 | BEMS | WEIGHING SCALES | WEIGHING SCALES | BA | WARD 1 | L01 | ISH/BE/01721 | 0 |  | 0 | HOSPITAL | 2500 | 0 | 0 | 0 | 0 | 0 | 0 | 0 | 0 | 0 | 0 | 2023-10-01 | 1900-01-01 | 2 | [8 empty] | WARD 1 |  |  |  | 0 | 0 | [12 empty] | admin | 2024-12-12 14:25 |  | SECA | SECA 769 | 10000000937198 | WARD 1 |  |  | 1 | B | 1 |  | HARMONI JAYA | HARMONI JAYA | STOR 206198 | GERMANY |  | HARMONI JAYA |  |  | 0 | 0 | 0 | 0 |  |  |  |  | 2022-04-10 | KPJ Ipoh Specialist Hospital | 1 | bar: NOV
1043 | H07B101043 | H07B101043 | 17116 | BEMS | B | - | ACT | C | H07 | BEMS | DEFIBRILLATOR | DEFIBRILLATOR | BA | WARD 1 | L01 | ISH/BE/01733 | 0 |  | 0 | HOSPITAL | 19800 | 0 | 0 | 0 | 0 | 0 | 0 | 0 | 0 | 0 | 0 | 2023-12-01 | 1900-01-01 | 2 | [8 empty] | WARD 1 |  |  |  | 0 | 0 | [12 empty] | admin | 2024-12-12 14:25 |  | PHILIPS HEALTHCARE | EFICIA DFM100 | CN32673219 | WARD 1 |  |  | 1 | B | 1 |  | UMEDIC HEALTHCARE SDN BHD | UMEDIC HEALTHCARE SDN BHD | STOR 204567 | CHINA |  | UMEDIC HEALTHCARE SDN BHD |  |  | 0 | 0 | 0 | 0 |  |  |  |  | 2022-07-12 | KPJ Ipoh Specialist Hospital | 2 | bar: JUN; DEC
1044 | H07B101044 | H07B101044 | - | BEMS | B | - | ACT | C | H07 | BEMS | CARDIOTOCOGRAPH | CARDIOTOCOGRAPH | BA | WARD 1 | L01 | ISH/BE/01763 | 0 |  | 0 | HOSPITAL | 18180 | 0 | 0 | 0 | 0 | 0 | 0 | 0 | 0 | 0 | 0 |  | 1900-01-01 | 1 | [8 empty] | WARD 1 |  |  |  | 0 | 0 | [12 empty] | admin | 2024-12-12 14:25 |  | PHILIPS | AVALON FM20 | DE65863771 | WARD 1 |  |  | 1 | B | 1 |  | UMEDIC HEALTHCARE SDN BHD | UMEDIC HEALTHCARE SDN BHD | STOR 206816 | USA |  | UMEDIC HEALTHCARE SDN BHD |  |  | 0 | 0 | 0 | 0 |  |  |  |  | 2023-02-17 | KPJ Ipoh Specialist Hospital | 2 | bar: JAN; JUL
1045 | H07B101045 | H07B101045 | - | BEMS | B | - | ACT | C | H07 | BEMS | CARDIOTOCOGRAPH | CARDIOTOCOGRAPH | BA | WARD 1 | L01 | ISH/BE/01764 | 0 |  | 0 | HOSPITAL | 18180 | 0 | 0 | 0 | 0 | 0 | 0 | 0 | 0 | 0 | 0 |  | 1900-01-01 | 1 | [8 empty] | WARD 1 |  |  |  | 0 | 0 | [12 empty] | admin | 2024-12-12 14:25 |  | PHILIPS | AVALON FM20 | DE65863780 | WARD 1 |  |  | 1 | B | 1 |  | UMEDIC HEALTHCARE SDN BHD | UMEDIC HEALTHCARE SDN BHD | STOR 206816 | USA |  | UMEDIC HEALTHCARE SDN BHD |  |  | 0 | 0 | 0 | 0 |  |  |  |  | 2023-02-17 | KPJ Ipoh Specialist Hospital | 2 | bar: JAN; JUL
1046 | H07B101046 | H07B101046 | - | BEMS | B | - | ACT | C | H07 | BEMS | INCUBATORS | INCUBATORS | BA | WARD 1 | L01 | ISH/BE/01768 | 0 |  | 0 | HOSPITAL | 45000 | 0 | 0 | 0 | 0 | 0 | 0 | 0 | 0 | 0 | 0 | 2025-03-12 | 1900-01-01 | 1 | [8 empty] | WARD 1 |  |  |  | 0 | 0 | [12 empty] | admin | 2024-12-12 14:25 |  | DRAGER MEDICAL | ISOLETTE 8000 PLUS | DSSA-0114 | WARD 1 |  |  | 1 | B | 1 |  | DREAGER MALAYSIA SDN BHD | DREAGER MALAYSIA SDN BHD | STOR 207184 | GERMANY |  | DREAGER MALAYSIA SDN BHD |  |  | 0 | 0 | 0 | 0 |  |  |  |  | 2023-03-13 | KPJ Ipoh Specialist Hospital | 2 | bar: MAR; SEP
1047 | H07B101047 | H07B101047 | 10485 | BEMS | B | - | ACT | C | H07 | BEMS | BREAST PUMP | BREAST PUMP | BA | WARD 1 | L01 | ISH/BE/01765 | 0 |  | 0 | HOSPITAL | 16500 | 0 | 0 | 0 | 0 | 0 | 0 | 0 | 0 | 0 | 0 | 2024-07-03 | 1900-01-01 | 1 | [8 empty] | WARD 1 |  |  |  | 0 | 0 | [12 empty] | admin | 2024-12-12 14:25 |  | MEDELA AG | SYMPHONY | 2015177 | WARD 1 |  |  | 1 | B | 1 |  | PRINCIP ENGINEEERING | PRINCIP ENGINEEERING | STOR 210853 | SWITZERLAND |  | PRINCIP ENGINEERING |  |  | 0 | 0 | 0 | 0 |  |  |  |  | 2023-08-03 | KPJ Ipoh Specialist Hospital | 1 | bar: MAR
1048 | H07B101048 | H07B101048 | 13215 | BEMS | B | - | ACT | C | H07 | BEMS | INFUSION PUMP | INFUSION PUMP | BA | WARD 1 | L01 | ISH/BE/01821 | 0 |  | 0 | HOSPITAL | 4730 | 0 | 0 | 0 | 0 | 0 | 0 | 0 | 0 | 0 | 0 | 2025-02-05 | 1900-01-01 | 1 | [8 empty] | WARD 1 |  |  |  | 0 | 0 | [12 empty] | admin | 2024-12-12 14:25 |  | TERUMO | TE*LM730A03 | 2008010065 | WARD 1 |  |  | 1 | B | 1 |  | SUMMIT COMPANY (MALAYSIA) SDN BHD | SUMMIT COMPANY (MALAYSIA) SDN BHD | STOR 211730 | JAPAN |  | SUMMIT COMPANY (MALAYSIA) SDN BHD |  |  | 0 | 0 | 0 | 0 |  |  |  |  | 2023-03-05 | KPJ Ipoh Specialist Hospital | 2 | bar: MAY
1049 | H07B101049 | H07B101049 | 13215 | BEMS | B | - | ACT | C | H07 | BEMS | INFUSION PUMP | INFUSION PUMP | BA | WARD 1 | L01 | ISH/BE/01826 | 0 |  | 0 | HOSPITAL | 4730 | 0 | 0 | 0 | 0 | 0 | 0 | 0 | 0 | 0 | 0 | 2025-02-05 | 1900-01-01 | 1 | [8 empty] | WARD 1 |  |  |  | 0 | 0 | [12 empty] | admin | 2024-12-12 14:25 |  | TERUMO | TE*LM730A03 | 2008010070 | WARD 1 |  |  | 1 | B | 1 |  | SUMMIT COMPANY (MALAYSIA) SDN BHD | SUMMIT COMPANY (MALAYSIA) SDN BHD | STOR 211730 | JAPAN |  | SUMMIT COMPANY (MALAYSIA) SDN BHD |  |  | 0 | 0 | 0 | 0 |  |  |  |  | 2023-03-05 | KPJ Ipoh Specialist Hospital | 2 | bar: MAY
1050 | H07B101050 | H07B101050 | 13217 | BEMS | B | - | ACT | C | H07 | BEMS | SYRINGE PUMP | SYRINGE PUMP | BA | WARD 1 | L01 | ISH/BE/01831 | 0 |  | 0 | HOSPITAL | 3680 | 0 | 0 | 0 | 0 | 0 | 0 | 0 | 0 | 0 | 0 | 2025-02-05 | 1900-01-01 | 1 | [8 empty] | WARD 1 |  |  |  | 0 | 0 | [12 empty] | admin | 2024-12-12 14:25 |  | TERUMO | TE*SS730N02 | 2111012052 | WARD 1 |  |  | 1 | B | 1 |  | SUMMIT COMPANY (MALAYSIA) SDN BHD | SUMMIT COMPANY (MALAYSIA) SDN BHD | STOR 211747 | JAPAN |  | SUMMIT COMPANY (MALAYSIA) SDN BHD |  |  | 0 | 0 | 0 | 0 |  |  |  |  | 2023-03-05 | KPJ Ipoh Specialist Hospital | 2 | bar: MAY
1051 | H07B101051 | H07B101051 | 13217 | BEMS | B | - | ACT | C | H07 | BEMS | SYRINGE PUMP | SYRINGE PUMP | BA | WARD 1 | L01 | ISH/BE/01834 | 0 |  | 0 | HOSPITAL | 3680 | 0 | 0 | 0 | 0 | 0 | 0 | 0 | 0 | 0 | 0 | 2025-02-05 | 1900-01-01 | 1 | [8 empty] | WARD 1 |  |  |  | 0 | 0 | [12 empty] | admin | 2024-12-12 14:25 |  | TERUMO | TE*SS730N02 | 2111012055 | WARD 1 |  |  | 1 | B | 1 |  | SUMMIT COMPANY (MALAYSIA) SDN BHD | SUMMIT COMPANY (MALAYSIA) SDN BHD | STOR 211747 | JAPAN |  | SUMMIT COMPANY (MALAYSIA) SDN BHD |  |  | 0 | 0 | 0 | 0 |  |  |  |  | 2023-03-05 | KPJ Ipoh Specialist Hospital | 2 | bar: MAY
1052 | H07B101052 | H07B101052 | 13360 | BEMS | B | - | ACT | C | H07 | BEMS | RESUSCITAITORS | RESUSCITAITORS | BA | WARD 1 | L01 | ISH/BE/01863 | 0 |  | 0 | HOSPITAL | 40000 | 0 | 0 | 0 | 0 | 0 | 0 | 0 | 0 | 0 | 0 |  | 1900-01-01 | 1 | [8 empty] | WARD 1 |  |  |  | 0 | 0 | [12 empty] | admin | 2024-12-12 14:25 |  | FANEM | AMPLA 2085 | DAS004370 | WARD 1 |  |  | 1 | B | 1 |  | SUP100004 | GEMILANG ASIA TECHNOLOGY SDN BHD | STOR 206812 | BRAZIL |  | GEMILANG ASIA TECHNOLOGY SDN BHD |  |  | 0 | 0 | 0 | 0 |  |  |  |  | 2023-05-25 | KPJ Ipoh Specialist Hospital | 2 | bar: MAY; NOV
1053 | H07B101053 | H07B101053 | - | BEMS | B | - | ACT | N | H07 | BEMS | PORTABLE ELECTRICAL VACCUM PUMP | PORTABLE ELECTRICAL VACCUM PUMP | BA | WARD 1 | L01 | ISH/BE/01869 | 0 |  | 0 | HOSPITAL | 14500 | 0 | 0 | 0 | 0 | 0 | 0 | 0 | 0 | 0 | 0 | 2025-12-06 | 1900-01-01 | 1 | [8 empty] | WARD 1 |  |  |  | 0 | 0 | [12 empty] | admin | 2024-12-12 14:25 |  | MEDELA AG | VARIO 18 AC/DC MOBILE | 1973460 | WARD 1 |  |  | 1 | B | 1 |  | PRINCIP ENGINEEERING | PRINCIP ENGINEEERING | STOR 213896 | USA |  | PRINCIP ENGINEERING |  |  | 0 | 0 | 0 | 0 |  |  |  |  | 2023-06-13 | KPJ Ipoh Specialist Hospital | 1 | bar: JUN
1054 | H07B101054 | H07B101054 | 12282 | BEMS | B | - | ACT | C | H07 | BEMS | OPERATION LIGHT | OPERATION LIGHT | BA | WARD 1 | L01 | ISH/BE/01870 | 0 |  | 0 | HOSPITAL | 18300 | 0 | 0 | 0 | 0 | 0 | 0 | 0 | 0 | 0 | 0 |  | 1900-01-01 | 1 | [8 empty] | WARD 1 |  |  |  | 0 | 0 | [12 empty] | admin | 2024-12-12 14:25 |  | DENTIS CO.LTD | LUVIS S300 | S3C23A0019 | WARD 1 |  |  | 1 | B | 1 |  | AL GLOBAL CORPORATION (M) SDN BHD | AL GLOBAL CORPORATION (M) SDN BHD | STOR 211276 | KOREA |  | AL GLOBAL CORPORATION (M) SDN BHD |  |  | 0 | 0 | 0 | 0 |  |  |  |  | 2023-06-15 | KPJ Ipoh Specialist Hospital | 2 | bar: MAY; NOV
1055 | H07B101055 | H07B101055 | 12282 | BEMS | B | - | ACT | N | H07 | BEMS | OPERATION LIGHT | OPERATION LIGHT | BA | WARD 1 | L01 | ISH/BE/01871 | 0 |  | 0 | HOSPITAL | 18300 | 0 | 0 | 0 | 0 | 0 | 0 | 0 | 0 | 0 | 0 |  | 1900-01-01 | 1 | [8 empty] | WARD 1 |  |  |  | 0 | 0 | [12 empty] | admin | 2024-12-12 14:25 |  | DENTIS CO.LTD | LUVIS S300 | S3C23A0018 | WARD 1 |  |  | 1 | B | 1 |  | AL GLOBAL CORPORATION (M) SDN BHD | AL GLOBAL CORPORATION (M) SDN BHD | STOR 211276 | KOREA |  | AL GLOBAL CORPORATION (M) SDN BHD |  |  | 0 | 0 | 0 | 0 |  |  |  |  | 2023-06-15 | KPJ Ipoh Specialist Hospital | 2 | bar: MAY; NOV
1056 | H07B101056 | H07B101056 | 12636 | BEMS | B | - | ACT | C | H07 | BEMS | VITAL SIGN MONITOR | VITAL SIGN MONITOR | BA | WARD 1 | L01 | ISH/BE/01876 | 0 |  | 0 | HOSPITAL | 6250 | 0 | 0 | 0 | 0 | 0 | 0 | 0 | 0 | 0 | 0 |  | 1900-01-01 | 1 | [8 empty] | WARD 1 |  |  |  | 0 | 0 | [12 empty] | admin | 2024-12-12 14:25 |  | NIHON KOHDEN | SVM-7260 | 01114 | WARD 1 |  |  | 1 | B | 1 |  | STAR MEDICAL SYSTEM (M) SDN BHD | STAR MEDICAL SYSTEM (M) SDN BHD | STOR 214641 | JAPAN |  | STAR MEDICAL SYSTEM (M) SDN BHD |  |  | 0 | 0 | 0 | 0 |  |  |  |  | 2023-06-28 | KPJ Ipoh Specialist Hospital | 2 | bar: JUN; DEC
1057 | H07B101057 | H07B101057 | - | BEMS | B | - | ACT | C | H07 | BEMS | FETAL DOPPLER | FETAL DOPPLER | BA | WARD 1 | L01 | ISH/BE/01898 | 0 |  | 0 | HOSPITAL | 1500 | 0 | 0 | 0 | 0 | 0 | 0 | 0 | 0 | 0 | 0 |  | 1900-01-01 | 1 | [8 empty] | WARD 1 |  |  |  | 0 | 0 | [12 empty] | admin | 2024-12-12 14:25 |  | EDAN | SONOTRAX BASIC A | 560042-M22311880008 | WARD 1 |  |  | 1 | B | 1 |  | HARMONI JAYA | HARMONI JAYA | STOR 215401 | USA |  | HARMONI JAYA |  |  | 0 | 0 | 0 | 0 |  |  |  |  | 2023-07-26 | KPJ Ipoh Specialist Hospital | 1 | bar: JUL
1058 | H07B101058 | H07B101058 | - | BEMS | B | - | ACT | C | H07 | BEMS | FETAL DOPPLER | FETAL DOPPLER | BA | WARD 1 | L01 | ISH/BE/01899 | 0 |  | 0 | HOSPITAL | 1500 | 0 | 0 | 0 | 0 | 0 | 0 | 0 | 0 | 0 | 0 |  | 1900-01-01 | 1 | [8 empty] | WARD 1 |  |  |  | 0 | 0 | [12 empty] | admin | 2024-12-12 14:25 |  | EDAN | SONOTRAX BASIC A | 560042-M22311880007 | WARD 1 |  |  | 1 | B | 1 |  | HARMONI JAYA | HARMONI JAYA | STOR 215401 | USA |  | HARMONI JAYA |  |  | 0 | 0 | 0 | 0 |  |  |  |  | 2023-07-26 | KPJ Ipoh Specialist Hospital | 1 | bar: JUL
1059 | H07B101059 | H07B101059 | - | BEMS | B | - | ACT | C | H07 | BEMS | TRANSPORT INCUBATOR | TRANSPORT INCUBATOR | BA | WARD 1 | L01 | ISH/BE/01955 | 0 |  | 0 | HOSPITAL | 48500 | 0 | 0 | 0 | 0 | 0 | 0 | 0 | 0 | 0 | 0 |  | 1900-01-01 | 1 | [8 empty] | WARD 1 |  |  |  | 0 | 0 | [12 empty] | admin | 2024-12-12 14:25 |  | FANEM | IT-158TS | JAT005446 | WARD 1 |  |  | 1 | B | 1 |  | SUP100004 | GEMILANG ASIA TECHNOLOGY SDN BHD | STOR 213325 | BRAZIL |  | GEMILANG ASIA TECHNOLOGY SDN BHD |  |  | 0 | 0 | 0 | 0 |  |  |  |  | 2023-11-16 | KPJ Ipoh Specialist Hospital | 2 | bar: MAY; NOV
1060 | H07B101060 | H07B101060 | 13462 | BEMS | B | - | ACT | N | H07 | BEMS | WEIGHING SCALES, BABY | WEIGHING SCALES, BABY | BA | WARD 1 | L01 | ISH/BE/01986 | 0 |  | 0 | HOSPITAL | 4600 | 0 | 0 | 0 | 0 | 0 | 0 | 0 | 0 | 0 | 0 | 2029-03-28 | 1900-01-01 | 0 | [8 empty] | WARD 1 |  |  |  | 0 | 0 | [12 empty] | admin | 2024-12-12 14:25 |  | MARSDEN | M-400-80D | 22304014 | WARD 1 |  |  | 1 | B | 1 |  | SUP100026 | PRINCIP ENGINEERING | STOR 224193 (FA) | UK |  | PRINCIP ENGINEERING |  |  | 0 | 0 | 0 | 0 |  |  |  |  | 2024-03-29 | KPJ Ipoh Specialist Hospital | 1 | bar: MAR
1061 | H07B101061 | H07B101061 | 10485 | BEMS | B | - | ACT | C | H07 | BEMS | BREAST PUMP | BREAST PUMP | BA | WARD 1 | L01 | ISH/BE/01987 | 0 |  | 0 | HOSPITAL | 16000 | 0 | 0 | 0 | 0 | 0 | 0 | 0 | 0 | 0 | 0 | 2025-03-28 | 1900-01-01 | 0 | [8 empty] | WARD 1 |  |  |  | 0 | 0 | [12 empty] | admin | 2024-12-12 14:25 |  | MEDELA AG | SYMPHONY | 2070144 | WARD 1 |  |  | 1 | B | 1 |  | SUP100026 | PRINCIP ENGINEERING | STOR 223451 (FA) | SWITZERLAND |  | PRINCIP ENGINEERING |  |  | 0 | 0 | 0 | 0 |  |  |  |  | 2024-03-29 | KPJ Ipoh Specialist Hospital | 1 | bar: MAR
1062 | H07B101062 | H07B101062 | 12636 | BEMS | B | - | ACT | C | H07 | BEMS | VITAL SIGN MONITOR | VITAL SIGN MONITOR | BA | WARD 1 | L01 | ISH/BE/02007 | 0 |  | 0 | HOSPITAL | 6800 | 0 | 0 | 0 | 0 | 0 | 0 | 0 | 0 | 0 | 0 | 2026-05-15 | 1900-01-01 | 0 | [8 empty] | WARD 1 |  |  |  | 0 | 0 | [12 empty] | admin | 2024-12-12 14:25 |  | NIHON KOHDEN | SVM-7260 | 01674 | WARD 1 |  |  | 1 | B | 1 |  | STAR MEDICAL SYSTEMS (M) SDN BHD | STAR MEDICAL SYSTEMS (M) SDN BHD | STOR 224321 | JAPAN |  | STAR MEDICAL SYSTEM (M) SDN BHD |  |  | 0 | 0 | 0 | 0 |  |  |  |  | 2024-07-05 | KPJ Ipoh Specialist Hospital | 2 | bar: MAY; NOV
1063 | H07B101063 | H07B101063 | 12636 | BEMS | B | - | ACT | C | H07 | BEMS | VITAL SIGN MONITOR | VITAL SIGN MONITOR | BA | WARD 1 | L01 | ISH/BE/02008 | 0 |  | 0 | HOSPITAL | 6800 | 0 | 0 | 0 | 0 | 0 | 0 | 0 | 0 | 0 | 0 | 2026-05-16 | 1900-01-01 | 0 | [8 empty] | WARD 1 |  |  |  | 0 | 0 | [12 empty] | admin | 2024-12-12 14:25 |  | NIHON KOHDEN | SVM-7260 | 01673 | WARD 1 |  |  | 1 | B | 1 |  | STAR MEDICAL SYSTEMS (M) SDN BHD | STAR MEDICAL SYSTEMS (M) SDN BHD | STOR 224321 | JAPAN |  | STAR MEDICAL SYSTEM (M) SDN BHD |  |  | 0 | 0 | 0 | 0 |  |  |  |  | 2024-07-05 | KPJ Ipoh Specialist Hospital | 2 | bar: MAY; NOV
1064 | H07B101064 | H07B101064 | 12276 | BEMS | B | - | ACT | N | H07 | BEMS | EXAMINATION LIGHT | EXAMINATION LIGHT | BA | WARD 1 | L01 | ISH/BE/02025 | 0 |  | 0 | HOSPITAL | 850 | 0 | 0 | 0 | 0 | 0 | 0 | 0 | 0 | 0 | 0 | 2024-06-24 | 1900-01-01 | 0 | [8 empty] | WARD 1 |  |  |  | 0 | 0 | [12 empty] | admin | 2024-12-12 14:25 |  | LKL | WM701-LED1 | 24SWM064899 | WARD 1 |  |  | 1 | B | 1 |  | LKL ADVANCE METALTECH SDN BHD | LKL ADVANCE METALTECH SDN BHD | STOR 226692 | MALAYSIA |  | LKL ADVANCE METALTECH SDN BHD |  |  | 0 | 0 | 0 | 0 |  |  |  |  | 2024-06-25 | KPJ Ipoh Specialist Hospital | 1 | bar: JUN
1065 | H07B101065 | H07B101065 | 17203 | BEMS | B | - | ACT | C | H07 | BEMS | ULTRASOUND SYSTEM | ULTRASOUND SYSTEM | BA | WARD 1 | L01 | ISH/BE/02034 | 0 |  | 0 | HOSPITAL | 86000 | 0 | 0 | 0 | 0 | 0 | 0 | 0 | 0 | 0 | 0 | 2027-08-12 | 1900-01-01 | 0 | [8 empty] | WARD 1 |  |  |  | 0 | 0 | [12 empty] | admin | 2024-12-12 14:25 |  | MINDRAY | CONSONA N6 | LR5-3B001411 | WARD 1 |  |  | 1 | B | 1 |  | INFINITY MEDICAL SDN BHD | INFINITY MEDICAL SDN BHD | STOR 227925 | CHINA |  | INFINITY MEDICAL SDN BHD |  |  | 0 | 0 | 0 | 0 |  |  |  |  | 2024-08-13 | KPJ Ipoh Specialist Hospital | 2 | bar: FEB; AUG
1066 | H07B101066 | H07B101066 | 10208 | BEMS | B | - | ACT | C | H07 | BEMS | ASPIRATOR | ASPIRATOR | BA | WARD 1 | L01 | ISH/BE/02041 | 0 |  | 0 | HOSPITAL | 1400 | 0 | 0 | 0 | 0 | 0 | 0 | 0 | 0 | 0 | 0 | 2025-09-04 | 1900-01-01 | 0 | [8 empty] | WARD 1 |  |  |  | 0 | 0 | [12 empty] | admin | 2024-12-12 14:25 |  | CA-MI | NEW ASKIR 30 PROXIMITY | 8468 | WARD 1 |  |  | 1 | B | 1 |  | SUP100026 | PRINCIP ENGINEERING | STOR 229889 | ITALY |  | PRINCIP ENGINEERING |  |  | 0 | 0 | 0 | 0 |  |  |  |  | 2024-09-05 | KPJ Ipoh Specialist Hospital | 1 | bar: SEP
1067 | H07B101067 | H07B101067 | 10208 | BEMS | B | - | ACT | C | H07 | BEMS | ASPIRATOR | ASPIRATOR | BA | WARD 1 | L01 | ISH/BE/02042 | 0 |  | 0 | HOSPITAL | 1400 | 0 | 0 | 0 | 0 | 0 | 0 | 0 | 0 | 0 | 0 | 2025-09-04 | 1900-01-01 | 0 | [8 empty] | WARD 1 |  |  |  | 0 | 0 | [12 empty] | admin | 2024-12-12 14:25 |  | CA-MI | NEW ASKIR 30 PROXIMITY | 8129 | WARD 1 |  |  | 1 | B | 1 |  | SUP100026 | PRINCIP ENGINEERING | STOR 229889 | ITALY |  | PRINCIP ENGINEERING |  |  | 0 | 0 | 0 | 0 |  |  |  |  | 2024-09-05 | KPJ Ipoh Specialist Hospital | 1 | bar: SEP
1068 | H07B101068 | H07B101068 | 13215 | BEMS | B | - | ACT | C | H07 | BEMS | INFUSION PUMP | INFUSION PUMP | BA | WARD 1 | L01 | ISH/BE/02101 | 0 |  | 0 | HOSPITAL | 4300 | 0 | 0 | 0 | 0 | 0 | 0 | 0 | 0 | 0 | 0 | 2026-11-25 | 1900-01-01 | 0 | [8 empty] | WARD 1 |  |  |  | 0 | 0 | [12 empty] | admin | 2024-12-12 14:25 |  | MEDCAPTAIN | HP-60 | 6012405000125 | WARD 1 |  |  | 1 | B | 1 |  | ONEHEART MEDIC MEDIC SDN BHD | ONEHEART MEDIC MEDIC SDN BHD | STOR 232823 (FA) | CHINA |  | ONEHEART MEDIC SDN BHD |  |  | 0 | 0 | 0 | 0 |  |  |  |  | 2024-11-26 | KPJ Ipoh Specialist Hospital | 2 | bar: MAY; NOV
1069 | H07B101069 | H07B101069 | 10208 | BEMS | B | - | ACT | C | H07 | BEMS | ASPIRATORS | ASPIRATORS | BB | WARD 7B | L03 | ISH/BE/00043 | 0 |  | 0 | HOSPITAL | 12002 | 0 | 0 | 0 | 0 | 0 | 0 | 0 | 0 | 0 | 0 |  | 1900-01-01 | 18 | [8 empty] | WARD 7B |  |  |  | 0 | 0 | [12 empty] | admin | 2024-12-12 14:25 |  | STURDY | SS-100 | 315492895 | WARD 7B |  |  | 1 | B | 1 |  | RITZ MEDICAL SDN BHD | RITZ MEDICAL SDN BHD |  | CHINA |  | PRINCIP ENGINEERING |  |  | 0 | 0 | 0 | 0 |  |  |  |  | 2006-10-16 | KPJ Ipoh Specialist Hospital | 1 | bar: JUL
1070 | H07B101070 | H07B101070 | 13461 | BEMS | B | - | ACT | N | H07 | BEMS | WEIGHING SCALES | WEIGHING SCALES | BB | WARD 7B | L03 | ISH/BE/00046 | 0 |  | 0 | HOSPITAL | 4800 | 0 | 0 | 0 | 0 | 0 | 0 | 0 | 0 | 0 | 0 |  | 1900-01-01 | 17 | [8 empty] | WARD 7B |  |  |  | 0 | 0 | [12 empty] | admin | 2024-12-12 14:25 |  | TCS | TCS-200-RT | EBS 1001 | WARD 7B |  |  | 1 | B | 1 |  | RITZ MEDICAL SDN BHD | RITZ MEDICAL SDN BHD |  | CHINA |  | PRINCIP ENGINEERING |  |  | 0 | 0 | 0 | 0 |  |  |  |  | 2007-04-16 | KPJ Ipoh Specialist Hospital | 1 | bar: AUG
1072 | H07B101072 | H07B101072 | 12636 | BEMS | B | - | ACT | C | H07 | BEMS | VITAL SIGN MONITOR | VITAL SIGN MONITOR | BB | WARD 7B | L03 | ISH/BE/00814 | 0 |  | 0 | HOSPITAL | 7450 | 0 | 0 | 0 | 0 | 0 | 0 | 0 | 0 | 0 | 0 | 2011-05-01 | 1900-01-01 | 14 | [8 empty] | WARD 7B |  |  |  | 0 | 0 | [12 empty] | admin | 2024-12-12 14:25 |  | GE | CARESCAPE V100 | SDT 09190236SP | WARD 7B |  |  | 1 | B | 1 |  | IPOH JAYA MEDIC ENTERPRISE | IPOH JAYA MEDIC ENTERPRISE |  | GERMANY |  | PRINCIP ENGINEERING |  |  | 0 | 0 | 0 | 0 |  |  |  |  | 2010-05-15 | KPJ Ipoh Specialist Hospital | 2 | bar: MAR; SEP
1073 | H07B101073 | H07B101073 | 16156 | BEMS | B | - | ACT | N | H07 | BEMS | ANEROID SPHYGMOMANOMETER (WITH TROLLEY) | ANEROID SPHYGMOMANOMETER (WITH TROLLEY) | BB | WARD 7B | L03 | ISH/BE/01105 | 0 |  | 0 | HOSPITAL | 840 | 0 | 0 | 0 | 0 | 0 | 0 | 0 | 0 | 0 | 0 | 2014-07-01 | 1900-01-01 | 11 | [8 empty] | WARD 7B |  |  |  | 0 | 0 | [12 empty] | admin | 2024-12-12 14:25 |  | WELCH ALLYN | 767 | 130304181486 | WARD 7B |  |  | 1 | B | 1 |  | JESS MED | JESS MED | STOR 105460 (FA) | GERMANY |  | PRINCIP ENGINEERING |  |  | 0 | 0 | 0 | 0 |  |  |  |  | 2013-07-16 | KPJ Ipoh Specialist Hospital | 1 | bar: DEC
1074 | H07B101074 | H07B101074 | 16156 | BEMS | B | - | ACT | N | H07 | BEMS | ANEROID SPHYGMOMANOMETER (WITH TROLLEY) | ANEROID SPHYGMOMANOMETER (WITH TROLLEY) | BB | WARD 7B | L03 | ISH/BE/01106 | 0 |  | 0 | HOSPITAL | 840 | 0 | 0 | 0 | 0 | 0 | 0 | 0 | 0 | 0 | 0 | 2014-07-01 | 1900-01-01 | 11 | [8 empty] | WARD 7B |  |  |  | 0 | 0 | [12 empty] | admin | 2024-12-12 14:25 |  | WELCH ALLYN | 767 | 130304175896 | WARD 7B |  |  | 1 | B | 1 |  | JESS MED | JESS MED | STOR 105460 (FA) | GERMANY |  | PRINCIP ENGINEERING |  |  | 0 | 0 | 0 | 0 |  |  |  |  | 2013-07-16 | KPJ Ipoh Specialist Hospital | 1 | bar: DEC
1075 | H07B101075 | H07B101075 | 12636 | BEMS | B | - | ACT | C | H07 | BEMS | VITAL SIGN MONITOR | VITAL SIGN MONITOR | BB | WARD 7B | L03 | ISH/BE/01492 | 0 |  | 0 | HOSPITAL | 6100 | 0 | 0 | 0 | 0 | 0 | 0 | 0 | 0 | 0 | 0 | 2017-10-01 | 1900-01-01 | 8 | [8 empty] | WARD 7B |  |  |  | 0 | 0 | [12 empty] | admin | 2024-12-12 14:25 |  | GE | V100 | SH616050184SA | WARD 7B |  |  | 1 | B | 1 |  | EXPERT HEALTHCARE SDN BHD | EXPERT HEALTHCARE SDN BHD | STOR 136877(FA) | GERMANY |  | PRINCIP ENGINEERING |  |  | 0 | 0 | 0 | 0 |  |  |  |  | 2016-10-25 | KPJ Ipoh Specialist Hospital | 2 | bar: MAR; SEP
1076 | H07B101076 | H07B101076 | 11407 | BEMS | B | - | ACT | N | H07 | BEMS | ELECTROCARDIOGRAPH | ELECTROCARDIOGRAPH | BB | WARD 7B | L03 | ISH/BE/01519 | 0 |  | 0 | HOSPITAL | 15500 | 0 | 0 | 0 | 0 | 0 | 0 | 0 | 0 | 0 | 0 | 2018-06-01 | 1900-01-01 | 7 | [8 empty] | WARD 7B |  |  |  | 0 | 0 | [12 empty] | admin | 2024-12-12 14:25 |  | NORAV MEDICAL | NECG-12C | NECG-M15505330019 | WARD 7B |  |  | 1 | B | 1 |  | SUN MEDICAL SDN BHD | SUN MEDICAL SDN BHD | STOR 14548 (FA) | GERMANY |  | SUN MEDICAL SYSTEM SDN. BHD |  |  | 0 | 0 | 0 | 0 |  |  |  |  | 2017-06-09 | KPJ Ipoh Specialist Hospital | 2 | bar: APR; OCT
1077 | H07B101077 | H07B101077 | 17116 | BEMS | B | - | ACT | N | H07 | BEMS | DEFIBRILLATORS | DEFIBRILLATORS | BB | WARD 7B | L03 | ISH/BE/01649 | 0 |  | 0 | HOSPITAL | 19400 | 0 | 0 | 0 | 0 | 0 | 0 | 0 | 0 | 0 | 0 | 2022-04-01 | 1900-01-01 | 3 | [8 empty] | WARD 7B |  |  |  | 0 | 0 | [12 empty] | admin | 2024-12-12 14:25 |  | PHILIPS | EFFICIA DFM100 | CN32647807 | WARD 7B |  |  | 1 | B | 1 |  | UWC HWALTHCARE SDN BHD | UWC HWALTHCARE SDN BHD | STOR 192205 | CHINA |  | UWC HEALTHCARE SDN BHD |  |  | 0 | 0 | 0 | 0 |  |  |  |  | 2021-04-13 | KPJ Ipoh Specialist Hospital | 2 | bar: JUN; DEC
1078 | H07B101078 | H07B101078 | 13215 | BEMS | B | - | ACT | C | H07 | BEMS | INFUSION PUMP | INFUSION PUMP | BB | WARD 7B | L03 | ISH/BE/01679 | 0 |  | 0 | HOSPITAL | 4270 | 0 | 0 | 0 | 0 | 0 | 0 | 0 | 0 | 0 | 0 | 2024-04-12 | 1900-01-01 | 2 | [8 empty] | WARD 7B |  |  |  | 0 | 0 | [12 empty] | admin | 2024-12-12 14:25 |  | TERUMO | TE*LM730A02 | 2109012008 | WARD 7B |  |  | 1 | B | 1 |  | SUMMIT COMPANY (M) SDN BHD | SUMMIT COMPANY (M) SDN BHD |  | JAPAN |  | SUMMIT COMPANY (MALAYSIA) SDN BHD |  |  | 0 | 0 | 0 | 0 |  |  |  |  | 2022-04-13 | KPJ Ipoh Specialist Hospital | 1 | bar: JUN
1079 | H07B101079 | H07B101079 | 13215 | BEMS | B | - | ACT | C | H07 | BEMS | INFUSION PUMP | INFUSION PUMP | BB | WARD 7B | L03 | ISH/BE/01680 | 0 |  | 0 | HOSPITAL | 4270 | 0 | 0 | 0 | 0 | 0 | 0 | 0 | 0 | 0 | 0 | 2024-04-12 | 1900-01-01 | 2 | [8 empty] | WARD 7B |  |  |  | 0 | 0 | [12 empty] | admin | 2024-12-12 14:25 |  | TERUMO | TE*LM730A02 | 2109012009 | WARD 7B |  |  | 1 | B | 1 |  | SUMMIT COMPANY (M) SDN BHD | SUMMIT COMPANY (M) SDN BHD |  | JAPAN |  | SUMMIT COMPANY (MALAYSIA) SDN BHD |  |  | 0 | 0 | 0 | 0 |  |  |  |  | 2022-04-13 | KPJ Ipoh Specialist Hospital | 1 | bar: NOV
1080 | H07B101080 | H07B101080 | 12636 | BEMS | B | - | ACT | N | H07 | BEMS | VITAL SIGN MONITOR | VITAL SIGN MONITOR | BB | WARD 7B | L03 | ISH/BE/01697 | 0 |  | 0 | HOSPITAL | 6800 | 0 | 0 | 0 | 0 | 0 | 0 | 0 | 0 | 0 | 0 | 2025-08-01 | 1900-01-01 | 2 | [8 empty] | WARD 7B |  |  |  | 0 | 0 | [12 empty] | admin | 2024-12-12 14:25 |  | MINDRAY | VS 8 | AS5-24001359 | WARD 7B |  |  | 1 | B | 1 |  | LIFETRONIC SDN BHD | LIFETRONIC SDN BHD | STOR 204531 | CHINA |  | LIFETRONIC SDN BHD |  |  | 0 | 0 | 0 | 0 |  |  |  |  | 2022-08-18 | KPJ Ipoh Specialist Hospital | 2 | bar: MAR; SEP
1081 | H07B101081 | H07B101081 | 13217 | BEMS | B | - | ACT | N | H07 | BEMS | SYRINGE PUMP | SYRINGE PUMP | BB | WARD 7B | L03 | ISH/BE/01711 | 0 |  | 0 | HOSPITAL | 3450 | 0 | 0 | 0 | 0 | 0 | 0 | 0 | 0 | 0 | 0 | 2024-08-01 | 1900-01-01 | 2 | [8 empty] | WARD 7B |  |  |  | 0 | 0 | [12 empty] | admin | 2024-12-12 14:25 |  | TERUMO | TE*SS730N02 | 2109012163 | WARD 7B |  |  | 1 | B | 1 |  | SUMMIT COMPANY (M) SDN BHD | SUMMIT COMPANY (M) SDN BHD | STOR 204569 | JAPAN |  | SUMMIT COMPANY (MALAYSIA) SDN BHD |  |  | 0 | 0 | 0 | 0 |  |  |  |  | 2022-08-30 | KPJ Ipoh Specialist Hospital | 1 | bar: JUL
1082 | H07B101082 | H07B101082 | 17148 | BEMS | B | - | ACT | N | H07 | BEMS | OXIMETERS, PULSE | OXIMETERS, PULSE | BB | WARD 7B | L03 | ISH/BE/01794 | 0 |  | 0 | HOSPITAL | 8000 | 0 | 0 | 0 | 0 | 0 | 0 | 0 | 0 | 0 | 0 | 2025-04-10 | 1900-01-01 | 1 | [8 empty] | WARD 7B |  |  |  | 0 | 0 | [12 empty] | admin | 2024-12-12 14:25 |  | MASIMO | RADICAL7TM TOUCH SCREEN HANDHELD | 1000290858 (356948) | WARD 7B |  |  | 1 | B | 1 |  | HOSPIMETRIX SDN BHD | HOSPIMETRIX SDN BHD | STOR210855 | USA |  | HOSPIMETRIX SDN BHD |  |  | 0 | 0 | 0 | 0 |  |  |  |  | 2023-11-04 | KPJ Ipoh Specialist Hospital | 2 | bar: MAR; SEP
1083 | H07B101083 | H07B101083 | 13460 | BEMS | B | - | ACT | N | H07 | BEMS | WEIGHING SCALES, CHAIR | WEIGHING SCALES, CHAIR | BB | WARD 7B | L03 | ISH/BE/01798 | 0 |  | 0 | HOSPITAL | 5350 | 0 | 0 | 0 | 0 | 0 | 0 | 0 | 0 | 0 | 0 |  | 1900-01-01 | 1 | [8 empty] | WARD 7B |  |  |  | 0 | 0 | [12 empty] | admin | 2024-12-12 14:25 |  | SECA | SECA 952 | 10000000946922 | WARD 7B |  |  | 1 | B | 1 |  | HARMONI JAYA | HARMONI JAYA | STOR 210131 | USA |  | HARMONY JAYA |  |  | 0 | 0 | 0 | 0 |  |  |  |  | 2023-04-14 | KPJ Ipoh Specialist Hospital | 1 | bar: MAY
1084 | H07B101084 | H07B101084 | 13215 | BEMS | B | - | ACT | C | H07 | BEMS | INFUSION PUMP | INFUSION PUMP | BB | WARD 7B | L03 | ISH/BE/01820 | 0 |  | 0 | HOSPITAL | 4730 | 0 | 0 | 0 | 0 | 0 | 0 | 0 | 0 | 0 | 0 | 2025-02-05 | 1900-01-01 | 1 | [8 empty] | WARD 7B |  |  |  | 0 | 0 | [12 empty] | admin | 2024-12-12 14:25 |  | TERUMO | TE*LM730A03 | 2008010064 | WARD 7B |  |  | 1 | B | 1 |  | SUMMIT COMPANY (MALAYSIA) SDN BHD | SUMMIT COMPANY (MALAYSIA) SDN BHD | STOR 211730 | JAPAN |  | SUMMIT COMPANY (MALAYSIA) SDN BHD |  |  | 0 | 0 | 0 | 0 |  |  |  |  | 2023-03-05 | KPJ Ipoh Specialist Hospital | 2 | bar: FEB; AUG
1085 | H07B101085 | H07B101085 | 13215 | BEMS | B | - | ACT | C | H07 | BEMS | INFUSION PUMP | INFUSION PUMP | BB | WARD 7B | L03 | ISH/BE/01823 | 0 |  | 0 | HOSPITAL | 4730 | 0 | 0 | 0 | 0 | 0 | 0 | 0 | 0 | 0 | 0 | 2025-02-05 | 1900-01-01 | 1 | [8 empty] | WARD 7B |  |  |  | 0 | 0 | [12 empty] | admin | 2024-12-12 14:25 |  | TERUMO | TE*LM730A03 | 2008010067 | WARD 7B |  |  | 1 | B | 1 |  | SUMMIT COMPANY (MALAYSIA) SDN BHD | SUMMIT COMPANY (MALAYSIA) SDN BHD | STOR 211730 | JAPAN |  | SUMMIT COMPANY (MALAYSIA) SDN BHD |  |  | 0 | 0 | 0 | 0 |  |  |  |  | 2023-03-05 | KPJ Ipoh Specialist Hospital | 1 | bar: JUN
1086 | H07B101086 | H07B101086 | 13215 | BEMS | B | - | ACT | C | H07 | BEMS | INFUSION PUMP | INFUSION PUMP | BB | WARD 7B | L03 | ISH/BE/01824 | 0 |  | 0 | HOSPITAL | 4730 | 0 | 0 | 0 | 0 | 0 | 0 | 0 | 0 | 0 | 0 | 2025-02-05 | 1900-01-01 | 1 | [8 empty] | WARD 7B |  |  |  | 0 | 0 | [12 empty] | admin | 2024-12-12 14:25 |  | TERUMO | TE*LM730A03 | 2008010068 | WARD 7B |  |  | 1 | B | 1 |  | SUMMIT COMPANY (MALAYSIA) SDN BHD | SUMMIT COMPANY (MALAYSIA) SDN BHD | STOR 211730 | JAPAN |  | SUMMIT COMPANY (MALAYSIA) SDN BHD |  |  | 0 | 0 | 0 | 0 |  |  |  |  | 2023-03-05 | KPJ Ipoh Specialist Hospital | 1 | bar: JUN
1087 | H07B101087 | H07B101087 | 13215 | BEMS | B | - | ACT | C | H07 | BEMS | INFUSION PUMP | INFUSION PUMP | BB | WARD 7B | L03 | ISH/BE/01825 | 0 |  | 0 | HOSPITAL | 4730 | 0 | 0 | 0 | 0 | 0 | 0 | 0 | 0 | 0 | 0 | 2025-02-05 | 1900-01-01 | 1 | [8 empty] | WARD 7B |  |  |  | 0 | 0 | [12 empty] | admin | 2024-12-12 14:25 |  | TERUMO | TE*LM730A03 | 2008010069 | WARD 7B |  |  | 1 | B | 1 |  | SUMMIT COMPANY (MALAYSIA) SDN BHD | SUMMIT COMPANY (MALAYSIA) SDN BHD | STOR 211730 | JAPAN |  | SUMMIT COMPANY (MALAYSIA) SDN BHD |  |  | 0 | 0 | 0 | 0 |  |  |  |  | 2023-03-05 | KPJ Ipoh Specialist Hospital | 2 | bar: MAY; NOV
1088 | H07B101088 | H07B101088 | 13215 | BEMS | B | - | ACT | C | H07 | BEMS | INFUSION PUMP | INFUSION PUMP | BB | WARD 7B | L03 | ISH/BE/01827 | 0 |  | 0 | HOSPITAL | 4730 | 0 | 0 | 0 | 0 | 0 | 0 | 0 | 0 | 0 | 0 | 2025-02-05 | 1900-01-01 | 1 | [8 empty] | WARD 7B |  |  |  | 0 | 0 | [12 empty] | admin | 2024-12-12 14:25 |  | TERUMO | TE*LM730A03 | 2008010071 | WARD 7B |  |  | 1 | B | 1 |  | SUMMIT COMPANY (MALAYSIA) SDN BHD | SUMMIT COMPANY (MALAYSIA) SDN BHD | STOR 211730 | JAPAN |  | SUMMIT COMPANY (MALAYSIA) SDN BHD |  |  | 0 | 0 | 0 | 0 |  |  |  |  | 2023-03-05 | KPJ Ipoh Specialist Hospital | 2 | bar: MAY; NOV
1089 | H07B101089 | H07B101089 | 13217 | BEMS | B | - | ACT | C | H07 | BEMS | SYRINGE PUMP | SYRINGE PUMP | BB | WARD 7B | L03 | ISH/BE/01829 | 0 |  | 0 | HOSPITAL | 3680 | 0 | 0 | 0 | 0 | 0 | 0 | 0 | 0 | 0 | 0 | 2025-02-05 | 1900-01-01 | 1 | [8 empty] | WARD 7B |  |  |  | 0 | 0 | [12 empty] | admin | 2024-12-12 14:25 |  | TERUMO | TE*SS730N02 | 2111012050 | WARD 7B |  |  | 1 | B | 1 |  | SUMMIT COMPANY (MALAYSIA) SDN BHD | SUMMIT COMPANY (MALAYSIA) SDN BHD | STOR 211747 | JAPAN |  | SUMMIT COMPANY (MALAYSIA) SDN BHD |  |  | 0 | 0 | 0 | 0 |  |  |  |  | 2023-03-05 | KPJ Ipoh Specialist Hospital | 2 | bar: MAY
1090 | H07B101090 | H07B101090 | 13217 | BEMS | B | - | ACT | C | H07 | BEMS | SYRINGE PUMP | SYRINGE PUMP | BB | WARD 7B | L03 | ISH/BE/01836 | 0 |  | 0 | HOSPITAL | 3680 | 0 | 0 | 0 | 0 | 0 | 0 | 0 | 0 | 0 | 0 | 2025-02-05 | 1900-01-01 | 1 | [8 empty] | WARD 7B |  |  |  | 0 | 0 | [12 empty] | admin | 2024-12-12 14:25 |  | TERUMO | TE*SS730N02 | 2111012057 | WARD 7B |  |  | 1 | B | 1 |  | SUMMIT COMPANY (MALAYSIA) SDN BHD | SUMMIT COMPANY (MALAYSIA) SDN BHD | STOR 211747 | JAPAN |  | SUMMIT COMPANY (MALAYSIA) SDN BHD |  |  | 0 | 0 | 0 | 0 |  |  |  |  | 2023-03-05 | KPJ Ipoh Specialist Hospital | 2 | bar: MAY
1091 | H07B101091 | H07B101091 | 13217 | BEMS | B | - | ACT | C | H07 | BEMS | SYRINGE PUMP | SYRINGE PUMP | BB | WARD 7B | L03 | ISH/BE/01846 | 0 |  | 0 | HOSPITAL | 3680 | 0 | 0 | 0 | 0 | 0 | 0 | 0 | 0 | 0 | 0 | 2025-02-05 | 1900-01-01 | 1 | [8 empty] | WARD 7B |  |  |  | 0 | 0 | [12 empty] | admin | 2024-12-12 14:25 |  | TERUMO | TE*SS730N02 | 2111012067 | WARD 7B |  |  | 1 | B | 1 |  | SUMMIT COMPANY (MALAYSIA) SDN BHD | SUMMIT COMPANY (MALAYSIA) SDN BHD | STOR 211747 | JAPAN |  | SUMMIT COMPANY (MALAYSIA) SDN BHD |  |  | 0 | 0 | 0 | 0 |  |  |  |  | 2023-03-05 | KPJ Ipoh Specialist Hospital | 2 | bar: MAY
1092 | H07B101092 | H07B101092 | 13217 | BEMS | B | - | ACT | C | H07 | BEMS | SYRINGE PUMP | SYRINGE PUMP | BB | WARD 7B | L03 | ISH/BE/01848 | 0 |  | 0 | HOSPITAL | 3680 | 0 | 0 | 0 | 0 | 0 | 0 | 0 | 0 | 0 | 0 | 2025-02-05 | 1900-01-01 | 1 | [8 empty] | WARD 7B |  |  |  | 0 | 0 | [12 empty] | admin | 2024-12-12 14:25 |  | TERUMO | TE*SS730N02 | 2111012069 | WARD 7B |  |  | 1 | B | 1 |  | SUMMIT COMPANY (MALAYSIA) SDN BHD | SUMMIT COMPANY (MALAYSIA) SDN BHD | STOR 211747 | JAPAN |  | SUMMIT COMPANY (MALAYSIA) SDN BHD |  |  | 0 | 0 | 0 | 0 |  |  |  |  | 2023-03-05 | KPJ Ipoh Specialist Hospital | 2 | bar: MAY
1093 | H07B101093 | H07B101093 | 13217 | BEMS | B | - | ACT | C | H07 | BEMS | SYRINGE PUMP | SYRINGE PUMP | BB | WARD 7B | L03 | ISH/BE/01850 | 0 |  | 0 | HOSPITAL | 3680 | 0 | 0 | 0 | 0 | 0 | 0 | 0 | 0 | 0 | 0 | 2025-02-05 | 1900-01-01 | 1 | [8 empty] | WARD 7B |  |  |  | 0 | 0 | [12 empty] | admin | 2024-12-12 14:25 |  | TERUMO | TE*SS730N02 | 2111012071 | WARD 7B |  |  | 1 | B | 1 |  | SUMMIT COMPANY (MALAYSIA) SDN BHD | SUMMIT COMPANY (MALAYSIA) SDN BHD | STOR 211747 | JAPAN |  | SUMMIT COMPANY (MALAYSIA) SDN BHD |  |  | 0 | 0 | 0 | 0 |  |  |  |  | 2023-03-05 | KPJ Ipoh Specialist Hospital | 2 | bar: MAY
1094 | H07B101094 | H07B101094 | 13461 | BEMS | B | - | ACT | N | H07 | BEMS | WEIGHING SCALES | WEIGHING SCALES | BB | WARD 7B | L03 | ISH/BE/01900 | 0 |  | 0 | HOSPITAL | 0 | 0 | 0 | 0 | 0 | 0 | 0 | 0 | 0 | 0 | 0 |  | 1900-01-01 | 1 | [8 empty] | WARD 7B |  |  |  | 0 | 0 | [12 empty] | admin | 2024-12-12 14:25 |  | OMRON | HN-289 | 29211207452F | WARD 7B |  |  | 1 | B | 1 |  | HARMONY JAYA | HARMONY JAYA | STOR 215401 | JAPAN |  | HARMONI JAYA |  |  | 0 | 0 | 0 | 0 |  |  |  |  | 2023-07-26 | KPJ Ipoh Specialist Hospital | 1 | bar: MAY
1095 | H07B101095 | H07B101095 | 12636 | BEMS | B | - | ACT | C | H07 | BEMS | VITAL SIGN MONITOR | VITAL SIGN MONITOR | BB | WARD 7B | L03 | ISH/BE/01939 | 0 |  | 0 | HOSPITAL | 6000 | 0 | 0 | 0 | 0 | 0 | 0 | 0 | 0 | 0 | 0 |  | 1900-01-01 | 1 | [8 empty] | WARD 7B |  |  |  | 0 | 0 | [12 empty] | admin | 2024-12-12 14:25 |  | NIHON KOHDEN | SVM-7260 | 01469 | WARD 7B |  |  | 1 | B | 1 |  | STAR MEDICAL SYSTEM (M) SDN BHD | STAR MEDICAL SYSTEM (M) SDN BHD |  | JAPAN |  | STAR MEDICAL SYSTEM (M) SDN BHD |  |  | 0 | 0 | 0 | 0 |  |  |  |  | 2023-10-25 | KPJ Ipoh Specialist Hospital | 2 | bar: APR; OCT
1096 | H07B101096 | H07B101096 | 12636 | BEMS | B | - | ACT | C | H07 | BEMS | VITAL SIGN MONITOR | VITAL SIGN MONITOR | BB | WARD 7B | L03 | ISH/BE/01940 | 0 |  | 0 | HOSPITAL | 6000 | 0 | 0 | 0 | 0 | 0 | 0 | 0 | 0 | 0 | 0 |  | 1900-01-01 | 1 | [8 empty] | WARD 7B |  |  |  | 0 | 0 | [12 empty] | admin | 2024-12-12 14:25 |  | NIHON KOHDEN | SVM-7260 | 01468 | WARD 7B |  |  | 1 | B | 1 |  | STAR MEDICAL SYSTEM (M) SDN BHD | STAR MEDICAL SYSTEM (M) SDN BHD |  | JAPAN |  | STAR MEDICAL SYSTEM (M) SDN BHD |  |  | 0 | 0 | 0 | 0 |  |  |  |  | 2023-10-25 | KPJ Ipoh Specialist Hospital | 2 | bar: APR; OCT
1097 | H07B101097 | H07B101097 | 12636 | BEMS | B | - | ACT | C | H07 | BEMS | VITAL SIGN MONITOR | VITAL SIGN MONITOR | BB | WARD 7B | L03 | ISH/BE/01941 | 0 |  | 0 | HOSPITAL | 6000 | 0 | 0 | 0 | 0 | 0 | 0 | 0 | 0 | 0 | 0 |  | 1900-01-01 | 1 | [8 empty] | WARD 7B |  |  |  | 0 | 0 | [12 empty] | admin | 2024-12-12 14:25 |  | NIHON KOHDEN | SVM-7260 | 01470 | WARD 7B |  |  | 1 | B | 1 |  | STAR MEDICAL SYSTEM (M) SDN BHD | STAR MEDICAL SYSTEM (M) SDN BHD |  | JAPAN |  | STAR MEDICAL SYSTEM (M) SDN BHD |  |  | 0 | 0 | 0 | 0 |  |  |  |  | 2023-10-25 | KPJ Ipoh Specialist Hospital | 2 | bar: APR; OCT
1098 | H07B101098 | H07B101098 | 12636 | BEMS | B | - | ACT | C | H07 | BEMS | VITAL SIGN MONITOR | VITAL SIGN MONITOR | BB | WARD 7B | L03 | ISH/BE/01998 | 0 |  | 0 | HOSPITAL | 6800 | 0 | 0 | 0 | 0 | 0 | 0 | 0 | 0 | 0 | 0 | 2026-05-06 | 1900-01-01 | 0 | [8 empty] | WARD 7B |  |  |  | 0 | 0 | [12 empty] | admin | 2024-12-12 14:25 |  | NIHON KOHDEN | SVM-7260 | 01675 | WARD 7B |  |  | 1 | B | 1 |  | STAR MEDICAL SYSTEMS (M) SDN BHD | STAR MEDICAL SYSTEMS (M) SDN BHD | STOR 224323 | JAPAN |  | STAR MEDICAL SYSTEM (M) SDN BHD |  |  | 0 | 0 | 0 | 0 |  |  |  |  | 2024-07-05 | KPJ Ipoh Specialist Hospital | 2 | bar: MAY; NOV
1099 | H07B101099 | H07B101099 | 10208 | BEMS | B | - | ACT | C | H07 | BEMS | ASPIRATOR | ASPIRATOR | BB | WARD 7B | L03 | ISH/BE/02045 | 0 |  | 0 | HOSPITAL | 1400 | 0 | 0 | 0 | 0 | 0 | 0 | 0 | 0 | 0 | 0 | 2025-09-04 | 1900-01-01 | 0 | [8 empty] | WARD 7B |  |  |  | 0 | 0 | [12 empty] | admin | 2024-12-12 14:25 |  | CA-MI | NEW ASKIR 30 PROXIMITY | 8457 | WARD 7B |  |  | 1 | B | 1 |  | SUP100026 | PRINCIP ENGINEERING | STOR 229889 | ITALY |  | PRINCIP ENGINEERING |  |  | 0 | 0 | 0 | 0 |  |  |  |  | 2024-09-05 | KPJ Ipoh Specialist Hospital | 1 | bar: SEP
1100 | H07B101100 | H07B101100 | 13215 | BEMS | B | - | ACT | C | H07 | BEMS | INFUSION PUMP | INFUSION PUMP | BB | WARD 7B | L03 | ISH/BE/02094 | 0 |  | 0 | HOSPITAL | 4300 | 0 | 0 | 0 | 0 | 0 | 0 | 0 | 0 | 0 | 0 | 2026-11-25 | 1900-01-01 | 0 | [8 empty] | WARD 7B |  |  |  | 0 | 0 | [12 empty] | admin | 2024-12-12 14:25 |  | MEDCAPTAIN | HP-60 | 6012405000150 | WARD 7B |  |  | 1 | B | 1 |  | ONEHEART MEDIC MEDIC SDN BHD | ONEHEART MEDIC MEDIC SDN BHD | STOR 232823 (FA) | CHINA |  | ONEHEART MEDIC SDN BHD |  |  | 0 | 0 | 0 | 0 |  |  |  |  | 2024-11-26 | KPJ Ipoh Specialist Hospital | 2 | bar: MAY; NOV
1101 | H07B101101 | H07B101101 | 13215 | BEMS | B | - | ACT | C | H07 | BEMS | INFUSION PUMP | INFUSION PUMP | BB | WARD 7B | L03 | ISH/BE/02095 | 0 |  | 0 | HOSPITAL | 4300 | 0 | 0 | 0 | 0 | 0 | 0 | 0 | 0 | 0 | 0 | 2026-11-25 | 1900-01-01 | 0 | [8 empty] | WARD 7B |  |  |  | 0 | 0 | [12 empty] | admin | 2024-12-12 14:25 |  | MEDCAPTAIN | HP-60 | 6012405000402 | WARD 7B |  |  | 1 | B | 1 |  | ONEHEART MEDIC MEDIC SDN BHD | ONEHEART MEDIC MEDIC SDN BHD | STOR 232823 (FA) | CHINA |  | ONEHEART MEDIC SDN BHD |  |  | 0 | 0 | 0 | 0 |  |  |  |  | 2024-11-26 | KPJ Ipoh Specialist Hospital | 2 | bar: MAY; NOV
1102 | H07B101102 | H07B101102 | 16156 | BEMS | B | - | ACT | N | H07 | BEMS | ANEROID SPHYGMOMANOMETER | ANEROID SPHYGMOMANOMETER | BA | WARD 3 | L02 | ISH/BE/01098 | 0 |  | 0 | HOSPITAL | 480 | 0 | 0 | 0 | 0 | 0 | 0 | 0 | 0 | 0 | 0 | 2014-07-01 | 1900-01-01 | 11 | [8 empty] | WARD 3 |  |  |  | 0 | 0 | [12 empty] | admin | 2024-12-12 14:25 |  | WELCH ALLYN | 767 | 120628222646 | WARD 3 |  |  | 1 | B | 1 |  | JESS MED | JESS MED | STOR 105449 (FA) | GERMANY |  | PRINCIP ENGINEERING |  |  | 0 | 0 | 0 | 0 |  |  |  |  | 2013-01-07 | KPJ Ipoh Specialist Hospital | 1 | bar: DEC
1103 | H07B101103 | H07B101103 | 16156 | BEMS | B | - | ACT | N | H07 | BEMS | ANEROID SPHYGMOMANOMETER (WITH TROLLEY) | ANEROID SPHYGMOMANOMETER (WITH TROLLEY) | BA | WARD 3 | L02 | ISH/BE/01104 | 0 |  | 0 | HOSPITAL | 880 | 0 | 0 | 0 | 0 | 0 | 0 | 0 | 0 | 0 | 0 | 2014-07-01 | 1900-01-01 | 11 | [8 empty] | WARD 3 |  |  |  | 0 | 0 | [12 empty] | admin | 2024-12-12 14:25 |  | WELCH ALLYN | 767 | 130304170696 | WARD 3 |  |  | 1 | B | 1 |  | JESS MED | JESS MED | STOR 105449 (FA) | GERMANY |  | PRINCIP ENGINEERING |  |  | 0 | 0 | 0 | 0 |  |  |  |  | 2013-07-16 | KPJ Ipoh Specialist Hospital | 1 | bar: DEC
1104 | H07B101104 | H07B101104 | 16156 | BEMS | B | - | ACT | N | H07 | BEMS | ANEROID SPHYGMOMANOMETER (WITH TROLLEY) | ANEROID SPHYGMOMANOMETER (WITH TROLLEY) | BA | WARD 3 | L02 | ISH/BE/01097 | 0 |  | 0 | HOSPITAL | 880 | 0 | 0 | 0 | 0 | 0 | 0 | 0 | 0 | 0 | 0 | 2014-07-01 | 1900-01-01 | 11 | [8 empty] | WARD 3 |  |  |  | 0 | 0 | [12 empty] | admin | 2024-12-12 14:25 |  | WELCH ALLYN | 767 | 130128134706 | WARD 3 |  |  | 1 | B | 1 |  | JESS MED | JESS MED | STOR 105449 (FA) | GERMANY |  | PRINCIP ENGINEERING |  |  | 0 | 0 | 0 | 0 |  |  |  |  | 2013-01-07 | KPJ Ipoh Specialist Hospital | 1 | bar: DEC
1105 | H07B101105 | H07B101105 | 12636 | BEMS | B | - | ACT | C | H07 | BEMS | VITAL SIGN MONITOR | VITAL SIGN MONITOR | BA | WARD 3 | L02 | ISH/BE/01178 | 0 |  | 0 | HOSPITAL | 5700 | 0 | 0 | 0 | 0 | 0 | 0 | 0 | 0 | 0 | 0 | 2015-08-01 | 1900-01-01 | 10 | [8 empty] | WARD 3 |  |  |  | 0 | 0 | [12 empty] | admin | 2024-12-12 14:25 |  | GE | V100 | SH614070383SA | WARD 3 |  |  | 1 | B | 1 |  | EXPERT HEALTHCARE SDN BHD | EXPERT HEALTHCARE SDN BHD | STOR 115377(FA) | GERMANY |  | PRINCIP ENGINEERING |  |  | 0 | 0 | 0 | 0 |  |  |  |  | 2014-08-06 | KPJ Ipoh Specialist Hospital | 2 | bar: MAR; SEP
1107 | H07B101107 | H07B101107 | 10208 | BEMS | B | - | ACT | C | H07 | BEMS | ASPIRATORS | ASPIRATORS | BA | WARD 3 | L02 | ISH/BE/01279 | 0 |  | 0 | HOSPITAL | 560 | 0 | 0 | 0 | 0 | 0 | 0 | 0 | 0 | 0 | 0 | 2015-06-01 | 1900-01-01 | 9 | [8 empty] | WARD 3 |  |  |  | 0 | 0 | [12 empty] | admin | 2024-12-12 14:25 |  | YUWELL | 7E-A | 7EA0197 | WARD 3 |  |  | 1 | B | 1 |  | HARMONI JAYA | HARMONI JAYA | STOR 123911(FA) | CHINA |  | PRINCIP ENGINEERING |  |  | 0 | 0 | 0 | 0 |  |  |  |  | 2015-06-26 | KPJ Ipoh Specialist Hospital | 1 | bar: JUL
1108 | H07B101108 | H07B101108 | 13217 | BEMS | B | - | ACT | C | H07 | BEMS | SYRINGE PUMP | SYRINGE PUMP | BA | WARD 3 | L02 | ISH/BE/01377 | 0 |  | 0 | HOSPITAL | 3380 | 0 | 0 | 0 | 0 | 0 | 0 | 0 | 0 | 0 | 0 | 2018-04-01 | 1900-01-01 | 8 | [8 empty] | WARD 3 |  |  |  | 0 | 0 | [12 empty] | admin | 2024-12-12 14:25 |  | TERUMO | TE*SS700N02 | 1508010154 | WARD 3 |  |  | 1 | B | 1 |  | SUMMIT COMPANY (M) SDN BHD | SUMMIT COMPANY (M) SDN BHD |  | JAPAN |  | PRINCIP ENGINEERING |  |  | 0 | 0 | 0 | 0 |  |  |  |  | 2016-04-14 | KPJ Ipoh Specialist Hospital | 1 | bar: JUN
1109 | H07B101109 | H07B101109 | 13217 | BEMS | B | - | ACT | C | H07 | BEMS | SYRINGE PUMP | SYRINGE PUMP | BA | WARD 3 | L02 | ISH/BE/01378 | 0 |  | 0 | HOSPITAL | 3380 | 0 | 0 | 0 | 0 | 0 | 0 | 0 | 0 | 0 | 0 | 2018-04-01 | 1900-01-01 | 8 | [8 empty] | WARD 3 |  |  |  | 0 | 0 | [12 empty] | admin | 2024-12-12 14:25 |  | TERUMO | TE*SS700N02 | 1508010156 | WARD 3 |  |  | 1 | B | 1 |  | SUMMIT COMPANY (M) SDN BHD | SUMMIT COMPANY (M) SDN BHD |  | JAPAN |  | PRINCIP ENGINEERING |  |  | 0 | 0 | 0 | 0 |  |  |  |  | 2016-04-14 | KPJ Ipoh Specialist Hospital | 1 | bar: JUN
1110 | H07B101110 | H07B101110 | 13461 | BEMS | B | - | ACT | N | H07 | BEMS | WEIGHING SCALES | WEIGHING SCALES | BA | WARD 3 | L02 | ISH/BE/01511 | 0 |  | 0 | HOSPITAL | 6659 | 0 | 0 | 0 | 0 | 0 | 0 | 0 | 0 | 0 | 0 | 2018-04-01 | 1900-01-01 | 1 | [8 empty] | WARD 3 |  |  |  | 0 | 0 | [12 empty] | admin | 2024-12-12 14:25 |  | SECA | 952 | 5952015151901 | WARD 3 |  |  | 1 | B | 1 |  | EQUIP MEDICAL (M) SDN BHD | EQUIP MEDICAL (M) SDN BHD | STOR 143295 (FA) | GERMANY |  | PRINCIP ENGINEERING |  |  | 0 | 0 | 0 | 0 |  |  |  |  | 2017-04-10 | KPJ Ipoh Specialist Hospital | 1 | bar: AUG
1111 | H07B101111 | H07B101111 | 10208 | BEMS | B | - | ACT | C | H07 | BEMS | ASPIRATORS | ASPIRATORS | BA | WARD 3 | L02 | ISH/BE/01564 | 0 |  | 0 | HOSPITAL | 675 | 0 | 0 | 0 | 0 | 0 | 0 | 0 | 0 | 0 | 0 | 2019-02-01 | 1900-01-01 | 0 | [8 empty] | WARD 3 |  |  |  | 0 | 0 | [12 empty] | admin | 2024-12-12 14:25 |  | YUWELL | 7EC | 7EC17735 | WARD 3 |  |  | 1 | B | 1 |  | HARMONI JAYA | HARMONI JAYA | STOR155715 | CHINA |  | PRINCIP ENGINEERING |  |  | 0 | 0 | 0 | 0 |  |  |  |  | 2018-02-20 | KPJ Ipoh Specialist Hospital | 1 | bar: JUL
1112 | H07B101112 | H07B101112 | 10208 | BEMS | B | - | ACT | C | H07 | BEMS | ASPIRATORS | ASPIRATORS | BA | WARD 3 | L02 | ISH/BE/01565 | 0 |  | 0 | HOSPITAL | 675 | 0 | 0 | 0 | 0 | 0 | 0 | 0 | 0 | 0 | 0 | 2019-02-01 | 1900-01-01 | 0 | [8 empty] | WARD 3 |  |  |  | 0 | 0 | [12 empty] | admin | 2024-12-12 14:25 |  | YUWELL | 7EC | 7EC17734 | WARD 3 |  |  | 1 | B | 1 |  | HARMONI JAYA | HARMONI JAYA | STOR155715 | CHINA |  | PRINCIP ENGINEERING |  |  | 0 | 0 | 0 | 0 |  |  |  |  | 2018-02-20 | KPJ Ipoh Specialist Hospital | 1 | bar: AUG
1113 | H07B101113 | H07B101113 | 17116 | BEMS | B | - | ACT | C | H07 | BEMS | DEFIBRILLATOR | DEFIBRILLATOR | BA | WARD 3 | L02 | ISH/BE/01651 | 0 |  | 0 | HOSPITAL | 0 | 0 | 0 | 0 | 0 | 0 | 0 | 0 | 0 | 0 | 0 |  | 1900-01-01 | 0 | [8 empty] | WARD 3 |  |  |  | 0 | 0 | [12 empty] | admin | 2024-12-12 14:25 |  | PHILIPS | EFFICIA DFM100 | CN32647811 | WARD 3 |  |  | 1 | B | 1 |  | UMEDIC HEALTHCARE SDN BHD | UMEDIC HEALTHCARE SDN BHD |  |  |  | UWC HEALTHCARE SDN BHD |  |  | 0 | 0 | 0 | 0 |  |  |  |  | 2021-05-05 | KPJ Ipoh Specialist Hospital | 2 | bar: JUN; DEC
1114 | H07B101114 | H07B101114 | 12636 | BEMS | B | - | ACT | C | H07 | BEMS | VITAL SIGN MONITOR | VITAL SIGN MONITOR | BA | WARD 3 | L02 | ISH/BE/01652 | 0 |  | 0 | HOSPITAL | 0 | 0 | 0 | 0 | 0 | 0 | 0 | 0 | 0 | 0 | 0 |  | 1900-01-01 | 0 | [8 empty] | WARD 3 |  |  |  | 0 | 0 | [12 empty] | admin | 2024-12-12 14:25 |  | MINDRAY | VS-900 | FV-11044815 | WARD 3 |  |  | 1 | B | 1 |  | LIFETRONIC SDN BHD | LIFETRONIC SDN BHD |  |  |  | LIFETRONIC SDN BHD |  |  | 0 | 0 | 0 | 0 |  |  |  |  | 2021-05-11 | KPJ Ipoh Specialist Hospital | 2 | bar: MAY; NOV
1115 | H07B101115 | H07B101115 | 13215 | BEMS | B | - | ACT | C | H07 | BEMS | INFUSION PUMP | INFUSION PUMP | BA | WARD 3 | L02 | ISH/BE/01650 | 0 |  | 0 | HOSPITAL | 3650 | 0 | 0 | 0 | 0 | 0 | 0 | 0 | 0 | 0 | 0 | 2023-05-01 | 1900-01-01 | 2 | [8 empty] | WARD 3 |  |  |  | 0 | 0 | [12 empty] | admin | 2024-12-12 14:25 |  | TERUMO | TE LM730A02 | 2008010016 | WARD 3 |  |  | 1 | B | 1 |  | SUMMIT COMPANY (M) SDN BHD | SUMMIT COMPANY (M) SDN BHD | STOR 191849 | JAPAN |  | SUMMIT COMPANY (MALAYSIA) SDN BHD |  |  | 0 | 0 | 0 | 0 |  |  |  |  | 2021-08-16 | KPJ Ipoh Specialist Hospital | 1 | bar: NOV
1116 | H07B101116 | H07B101116 | 13215 | BEMS | B | - | ACT | C | H07 | BEMS | INFUSION PUMP | INFUSION PUMP | BA | WARD 3 | L02 | ISH/BE/01684 | 0 |  | 0 | HOSPITAL | 4270 | 0 | 0 | 0 | 0 | 0 | 0 | 0 | 0 | 0 | 0 | 2024-04-12 | 1900-01-01 | 10 | [8 empty] | WARD 3 |  |  |  | 0 | 0 | [12 empty] | admin | 2024-12-12 14:25 |  | TERUMO | TE*LM730A02 | 2110012025 | WARD 3 |  |  | 1 | B | 1 |  | SUMMIT COMPANY (M) SDN BHD | SUMMIT COMPANY (M) SDN BHD |  | JAPAN |  | SUMMIT COMPANY (MALAYSIA) SDN BHD |  |  | 0 | 0 | 0 | 0 |  |  |  |  | 2022-04-13 | KPJ Ipoh Specialist Hospital | 1 | bar: NOV
1117 | H07B101117 | H07B101117 | 12636 | BEMS | B | - | ACT | C | H07 | BEMS | VITAL SIGN MONITOR | VITAL SIGN MONITOR | BA | WARD 3 | L02 | ISH/BE/01702 | 0 |  | 0 | HOSPITAL | 6800 | 0 | 0 | 0 | 0 | 0 | 0 | 0 | 0 | 0 | 0 | 2025-08-01 | 1900-01-01 | 2 | [8 empty] | WARD 3 |  |  |  | 0 | 0 | [12 empty] | admin | 2024-12-12 14:25 |  | MINDRAY | VS 8 | AS5-24001343 | WARD 3 |  |  | 1 | B | 1 |  | LIFETRONIC SDN BHD | LIFETRONIC SDN BHD | STOR 204531 | CHINA |  | LIFETRONIC SDN BHD |  |  | 0 | 0 | 0 | 0 |  |  |  |  | 2022-08-18 | KPJ Ipoh Specialist Hospital | 2 | bar: MAR; SEP
1118 | H07B101118 | H07B101118 | 13215 | BEMS | B | - | ACT | C | H07 | BEMS | INFUSION PUMP | INFUSION PUMP | BA | WARD 3 | L02 | ISH/BE/01813 | 0 |  | 0 | HOSPITAL | 4730 | 0 | 0 | 0 | 0 | 0 | 0 | 0 | 0 | 0 | 0 | 2025-02-05 | 1900-01-01 | 1 | [8 empty] | WARD 3 |  |  |  | 0 | 0 | [12 empty] | admin | 2024-12-12 14:25 |  | TERUMO | TE*LM730A03 | 2003010033 | WARD 3 |  |  | 1 | B | 1 |  | SUMMIT COMPANY (MALAYSIA) SDN BHD | SUMMIT COMPANY (MALAYSIA) SDN BHD | STOR 211730 | JAPAN |  | SUMMIT COMPANY (MALAYSIA) SDN BHD |  |  | 0 | 0 | 0 | 0 |  |  |  |  | 2023-03-05 | KPJ Ipoh Specialist Hospital | 1 | bar: MAY
1119 | H07B101119 | H07B101119 | 13215 | BEMS | B | - | ACT | C | H07 | BEMS | INFUSION PUMP | INFUSION PUMP | BA | WARD 3 | L02 | ISH/BE/01814 | 0 |  | 0 | HOSPITAL | 4730 | 0 | 0 | 0 | 0 | 0 | 0 | 0 | 0 | 0 | 0 | 2025-02-05 | 1900-01-01 | 1 | [8 empty] | WARD 3 |  |  |  | 0 | 0 | [12 empty] | admin | 2024-12-12 14:25 |  | TERUMO | TE*LM730A03 | 2008010057 | WARD 3 |  |  | 1 | B | 1 |  | SUMMIT COMPANY (MALAYSIA) SDN BHD | SUMMIT COMPANY (MALAYSIA) SDN BHD | STOR 211730 | JAPAN |  | SUMMIT COMPANY (MALAYSIA) SDN BHD |  |  | 0 | 0 | 0 | 0 |  |  |  |  | 2023-03-05 | KPJ Ipoh Specialist Hospital | 1 | bar: MAY
1120 | H07B101120 | H07B101120 | 13217 | BEMS | B | - | ACT | C | H07 | BEMS | SYRINGE PUMP | SYRINGE PUMP | BA | WARD 3 | L02 | ISH/BE/01837 | 0 |  | 0 | HOSPITAL | 3680 | 0 | 0 | 0 | 0 | 0 | 0 | 0 | 0 | 0 | 0 | 2025-02-05 | 1900-01-01 | 1 | [8 empty] | WARD 3 |  |  |  | 0 | 0 | [12 empty] | admin | 2024-12-12 14:25 |  | TERUMO | TE*SS730N02 | 2111012058 | WARD 3 |  |  | 1 | B | 1 |  | SUMMIT COMPANY (MALAYSIA) SDN BHD | SUMMIT COMPANY (MALAYSIA) SDN BHD | STOR 211747 | JAPAN |  | SUMMIT COMPANY (MALAYSIA) SDN BHD |  |  | 0 | 0 | 0 | 0 |  |  |  |  | 2023-03-05 | KPJ Ipoh Specialist Hospital | 1 | bar: MAY
1121 | H07B101121 | H07B101121 | 11407 | BEMS | B | - | ACT | C | H07 | BEMS | ELECTROCARDIOGRAPH | ELECTROCARDIOGRAPH | BA | WARD 3 | L02 | ISH/BE/01968 | 0 |  | 0 | HOSPITAL | 22000 | 0 | 0 | 0 | 0 | 0 | 0 | 0 | 0 | 0 | 0 | 2024-02-29 | 1900-01-01 | 0 | [8 empty] | WARD 3 |  |  |  | 0 | 0 | [12 empty] | admin | 2024-12-12 14:25 |  | NORAV MEDICAL | NECG-12 | M20C01040006 | WARD 3 |  |  | 1 | B | 1 |  | SUN MEDICAL SYSTEMS SDN. BHD | SUN MEDICAL SYSTEMS SDN. BHD | STOR 220934 | GERMANY |  | SUN MEDICAL SYSTEM SDN. BHD |  |  | 0 | 0 | 0 | 0 |  |  |  |  | 2024-02-29 | KPJ Ipoh Specialist Hospital | 2 | bar: FEB; AUG
1122 | H07B101122 | H07B101122 | 12636 | BEMS | B | - | ACT | C | H07 | BEMS | VITAL SIGN MONITOR | VITAL SIGN MONITOR | BA | WARD 3 | L02 | ISH/BE/02004 | 0 |  | 0 | HOSPITAL | 6800 | 0 | 0 | 0 | 0 | 0 | 0 | 0 | 0 | 0 | 0 | 2026-05-12 | 1900-01-01 | 0 | [8 empty] | WARD 3 |  |  |  | 0 | 0 | [12 empty] | admin | 2024-12-12 14:25 |  | NIHON KOHDEN | SVM-7260 | 01677 | WARD 3 |  |  | 1 | B | 1 |  | STAR MEDICAL SYSTEMS (M) SDN BHD | STAR MEDICAL SYSTEMS (M) SDN BHD | STOR 224323 | JAPAN |  | STAR MEDICAL SYSTEM (M) SDN BHD |  |  | 0 | 0 | 0 | 0 |  |  |  |  | 2024-07-05 | KPJ Ipoh Specialist Hospital | 2 | bar: MAY; NOV
1123 | H07B101123 | H07B101123 | 13215 | BEMS | B | - | ACT | C | H07 | BEMS | INFUSION PUMP | INFUSION PUMP | BA | WARD 3 | L02 | ISH/BE/02097 | 0 |  | 0 | HOSPITAL | 4300 | 0 | 0 | 0 | 0 | 0 | 0 | 0 | 0 | 0 | 0 | 2026-11-25 | 1900-01-01 | 0 | [8 empty] | WARD 3 |  |  |  | 0 | 0 | [12 empty] | admin | 2024-12-12 14:25 |  | MEDCAPTAIN | HP-60 | 6012405000501 | WARD 3 |  |  | 1 | B | 1 |  | ONEHEART MEDIC MEDIC SDN BHD | ONEHEART MEDIC MEDIC SDN BHD | STOR 232823 (FA) | CHINA |  | ONEHEART MEDIC SDN BHD |  |  | 0 | 0 | 0 | 0 |  |  |  |  | 2024-11-26 | KPJ Ipoh Specialist Hospital | 2 | bar: MAY; NOV
1124 | H07B101124 | H07B101124 | 12276 | BEMS | B | - | ACT | N | H07 | BEMS | EXAMINATION LIGHT | EXAMINATION LIGHT | BA | WARD 5 | L02 | ISH/BE/00823 | 0 |  | 0 | HOSPITAL | 0 | 0 | 0 | 0 | 0 | 0 | 0 | 0 | 0 | 0 | 0 |  | 1900-01-01 | 16 | [8 empty] | WARD 5 |  |  |  | 0 | 0 | [12 empty] | admin | 2024-12-12 14:25 |  | N/A | N/A | N/A | WARD 5 |  |  | 1 | B | 1 |  | RITZ MEDICAL SUPPLIES | RITZ MEDICAL SUPPLIES | SATI088N08 | CHINA |  | PRINCIP ENGINEERING |  |  | 0 | 0 | 0 | 0 | [5 empty] | KPJ Ipoh Specialist Hospital | 1 | bar: APR
1125 | H07B101125 | H07B101125 | 16156 | BEMS | B | - | ACT | N | H07 | BEMS | ANEROID SPHYGMOMANOMETER | ANEROID SPHYGMOMANOMETER | BA | WARD 5 | L02 | ISH/BE/01082 | 0 |  | 0 | HOSPITAL | 480 | 0 | 0 | 0 | 0 | 0 | 0 | 0 | 0 | 0 | 0 | 2014-04-01 | 1900-01-01 | 11 | [8 empty] | WARD 5 |  |  |  | 0 | 0 | [12 empty] | admin | 2024-12-12 14:25 |  | WELCH ALLYN | 767 | 120628061857 | WARD 5 |  |  | 1 | B | 1 |  | JESS MED | JESS MED | SD S10076710 | GERMANY |  | PRINCIP ENGINEERING |  |  | 0 | 0 | 0 | 0 |  |  |  |  | 2013-04-22 | KPJ Ipoh Specialist Hospital | 1 | bar: DEC
1126 | H07B101126 | H07B101126 | 16156 | BEMS | B | - | ACT | N | H07 | BEMS | ANEROID SPHYGMOMANOMETER (WITH TROLLEY) | ANEROID SPHYGMOMANOMETER (WITH TROLLEY) | BA | WARD 5 | L02 | ISH/BE/01083 | 0 |  | 0 | HOSPITAL | 880 | 0 | 0 | 0 | 0 | 0 | 0 | 0 | 0 | 0 | 0 | 2014-04-01 | 1900-01-01 | 11 | [8 empty] | WARD 5 |  |  |  | 0 | 0 | [12 empty] | admin | 2024-12-12 14:25 |  | WELCH ALLYN | 767 | 120924120645 | WARD 5 |  |  | 1 | B | 1 |  | JESS MED | JESS MED | STOR 104703 | GERMANY |  | PRINCIP ENGINEERING |  |  | 0 | 0 | 0 | 0 |  |  |  |  | 2013-04-22 | KPJ Ipoh Specialist Hospital | 1 | bar: DEC
1127 | H07B101127 | H07B101127 | 10208 | BEMS | B | - | ACT | C | H07 | BEMS | ASPIRATORS | ASPIRATORS | BA | WARD 5 | L02 | ISH/BE/01197 | 0 |  | 0 | HOSPITAL | 1500 | 0 | 0 | 0 | 0 | 0 | 0 | 0 | 0 | 0 | 0 | 2015-11-01 | 1900-01-01 | 10 | [8 empty] | WARD 5 |  |  |  | 0 | 0 | [12 empty] | admin | 2024-12-12 14:25 |  | STURDY | 7E-D | 00001 | WARD 5 |  |  | 1 | B | 1 |  | RITZ MEDICAL SUPPLIES | RITZ MEDICAL SUPPLIES | STOR 118292(FA) | CHINA |  | PRINCIP ENGINEERING |  |  | 0 | 0 | 0 | 0 |  |  |  |  | 2014-11-10 | KPJ Ipoh Specialist Hospital | 1 | bar: JUL
1128 | H07B101128 | H07B101128 | 10208 | BEMS | B | - | ACT | C | H07 | BEMS | ASPIRATORS | ASPIRATORS | BA | WARD 5 | L02 | ISH/BE/01280 | 0 |  | 0 | HOSPITAL | 580 | 0 | 0 | 0 | 0 | 0 | 0 | 0 | 0 | 0 | 0 | 2016-06-01 | 1900-01-01 | 9 | [8 empty] | WARD 5 |  |  |  | 0 | 0 | [12 empty] | admin | 2024-12-12 14:25 |  | YUWELL | 7E-A | 7EC014 | WARD 5 |  |  | 1 | B | 1 |  | HARMONI JAYA | HARMONI JAYA | STOR 124037(FA) | CHINA |  | PRINCIP ENGINEERING |  |  | 0 | 0 | 0 | 0 |  |  |  |  | 2015-06-27 | KPJ Ipoh Specialist Hospital | 1 | bar: JUL
1129 | H07B101129 | H07B101129 | 12636 | BEMS | B | - | ACT | C | H07 | BEMS | VITAL SIGN MONITOR | VITAL SIGN MONITOR | BA | WARD 5 | L02 | ISH/BE/01661 | 0 |  | 0 | HOSPITAL | 0 | 0 | 0 | 0 | 0 | 0 | 0 | 0 | 0 | 0 | 0 | 2022-09-01 | 1900-01-01 | 3 | [8 empty] | WARD 5 |  |  |  | 0 | 0 | [12 empty] | admin | 2024-12-12 14:25 |  | GE | CARESCAPE V100 | SH621240069SA | WARD 5 |  |  | 1 | B | 1 |  | EXPERT HEALTHCARE SDN BHD | EXPERT HEALTHCARE SDN BHD | STOR 196125 | USA |  | EXPERT HEALTHCARE SDN BHD |  |  | 0 | 0 | 0 | 0 |  |  |  |  | 2021-09-28 | KPJ Ipoh Specialist Hospital | 2 | bar: MAR; SEP
1130 | H07B101130 | H07B101130 | 13215 | BEMS | B | - | ACT | C | H07 | BEMS | INFUSION PUMP | INFUSION PUMP | BA | WARD 5 | L02 | ISH/BE/01685 | 0 |  | 0 | HOSPITAL | 4270 | 0 | 0 | 0 | 0 | 0 | 0 | 0 | 0 | 0 | 0 | 2024-04-12 | 1900-01-01 | 2 | [8 empty] | WARD 5 |  |  |  | 0 | 0 | [12 empty] | admin | 2024-12-12 14:25 |  | TERUMO | TE*LM730A02 | 2110012026 | WARD 5 |  |  | 1 | B | 1 |  | SUMMIT COMPANY (M) SDN BHD | SUMMIT COMPANY (M) SDN BHD |  | JAPAN |  | SUMMIT COMPANY (MALAYSIA) SDN BHD |  |  | 0 | 0 | 0 | 0 |  |  |  |  | 2022-04-13 | KPJ Ipoh Specialist Hospital | 2 | bar: APR; OCT
1131 | H07B101131 | H07B101131 | 12636 | BEMS | B | - | ACT | C | H07 | BEMS | VITAL SIGN MONITOR | VITAL SIGN MONITOR | BA | WARD 5 | L02 | ISH/BE/01699 | 0 |  | 0 | HOSPITAL | 6800 | 0 | 0 | 0 | 0 | 0 | 0 | 0 | 0 | 0 | 0 | 2025-08-01 | 1900-01-01 | 2 | [8 empty] | WARD 5 |  |  |  | 0 | 0 | [12 empty] | admin | 2024-12-12 14:25 |  | MINDRAY | VS 8 | AS5-24001347 | WARD 5 |  |  | 1 | B | 1 |  | LIFETRONIC SDN BHD | LIFETRONIC SDN BHD | STOR 204531 | CHINA |  | LIFETRONIC SDN BHD |  |  | 0 | 0 | 0 | 0 |  |  |  |  | 2022-08-18 | KPJ Ipoh Specialist Hospital | 2 | bar: FEB; AUG
1132 | H07B101132 | H07B101132 | 13217 | BEMS | B | - | ACT | C | H07 | BEMS | SYRINGE PUMP | SYRINGE PUMP | BA | WARD 5 | L02 | ISH/BE/01709 | 0 |  | 0 | HOSPITAL | 3450 | 0 | 0 | 0 | 0 | 0 | 0 | 0 | 0 | 0 | 0 | 2024-08-01 | 1900-01-01 | 2 | [8 empty] | WARD 5 |  |  |  | 0 | 0 | [12 empty] | admin | 2024-12-12 14:25 |  | TERUMO | TE*SS730N02 | 2109012149 | WARD 5 |  |  | 1 | B | 1 |  | SUMMIT COMPANY (M) SDN BHD | SUMMIT COMPANY (M) SDN BHD | STOR 204569 | JAPAN |  | SUMMIT COMPANY (MALAYSIA) SDN BHD |  |  | 0 | 0 | 0 | 0 |  |  |  |  | 2022-08-30 | KPJ Ipoh Specialist Hospital | 2 | bar: JAN; JUL
1133 | H07B101133 | H07B101133 | 17116 | BEMS | B | - | ACT | C | H07 | BEMS | DEFIBRILLATOR | DEFIBRILLATOR | BA | WARD 5 | L02 | ISH/BE/01735 | 0 |  | 0 | HOSPITAL | 19800 | 0 | 0 | 0 | 0 | 0 | 0 | 0 | 0 | 0 | 0 | 2023-12-01 | 1900-01-01 | 2 | [8 empty] | WARD 5 |  |  |  | 0 | 0 | [12 empty] | admin | 2024-12-12 14:25 |  | PHILIPS HEALTHCARE | EFICIA DFM100 | CN32673218 | WARD 5 |  |  | 1 | B | 1 |  | UMEDIC HEALTHCARE SDN BHD | UMEDIC HEALTHCARE SDN BHD | STOR 204567 | CHINA |  | UMEDIC HEALTHCARE SDN BHD |  |  | 0 | 0 | 0 | 0 |  |  |  |  | 2022-07-12 | KPJ Ipoh Specialist Hospital | 2 | bar: JUN; DEC
1134 | H07B101134 | H07B101134 | 17148 | BEMS | B | - | ACT | C | H07 | BEMS | OXIMETERS, PULSE | OXIMETERS, PULSE | BA | WARD 5 | L02 | ISH/BE/01795 | 0 |  | 0 | HOSPITAL | 8000 | 0 | 0 | 0 | 0 | 0 | 0 | 0 | 0 | 0 | 0 | 2025-04-10 | 1900-01-01 | 1 | [8 empty] | WARD 5 |  |  |  | 0 | 0 | [12 empty] | admin | 2024-12-12 14:25 |  | MASIMO | RADICAL7TM TOUCH SCREEN HANDHELD | 1000290888 (358969) | WARD 5 |  |  | 1 | B | 1 |  | HOSPIMETRIX SDN BHD | HOSPIMETRIX SDN BHD | STOR210855 | USA |  | HOSPIMETRIX SDN BHD |  |  | 0 | 0 | 0 | 0 |  |  |  |  | 2023-11-04 | KPJ Ipoh Specialist Hospital | 2 | bar: APR; OCT
1135 | H07B101135 | H07B101135 | 13215 | BEMS | B | - | ACT | C | H07 | BEMS | INFUSION PUMP | INFUSION PUMP | BA | WARD 5 | L02 | ISH/BE/01807 | 0 |  | 0 | HOSPITAL | 4730 | 0 | 0 | 0 | 0 | 0 | 0 | 0 | 0 | 0 | 0 | 2025-02-05 | 1900-01-01 | 1 | [8 empty] | WARD 5 |  |  |  | 0 | 0 | [12 empty] | admin | 2024-12-12 14:25 |  | TERUMO | TE*LM730A03 | 2003010026 | WARD 5 |  |  | 1 | B | 1 |  | SUMMIT COMPANY (MALAYSIA) SDN BHD | SUMMIT COMPANY (MALAYSIA) SDN BHD | STOR 211730 | JAPAN |  | SUMMIT COMPANY (MALAYSIA) SDN BHD |  |  | 0 | 0 | 0 | 0 |  |  |  |  | 2023-03-05 | KPJ Ipoh Specialist Hospital | 2 | bar: MAY; NOV
1136 | H07B101136 | H07B101136 | 13215 | BEMS | B | - | ACT | C | H07 | BEMS | INFUSION PUMP | INFUSION PUMP | BA | WARD 5 | L02 | ISH/BE/01808 | 0 |  | 0 | HOSPITAL | 4730 | 0 | 0 | 0 | 0 | 0 | 0 | 0 | 0 | 0 | 0 | 2025-02-05 | 1900-01-01 | 1 | [8 empty] | WARD 5 |  |  |  | 0 | 0 | [12 empty] | admin | 2024-12-12 14:25 |  | TERUMO | TE*LM730A03 | 2003010027 | WARD 5 |  |  | 1 | B | 1 |  | SUMMIT COMPANY (MALAYSIA) SDN BHD | SUMMIT COMPANY (MALAYSIA) SDN BHD | STOR 211730 | JAPAN |  | SUMMIT COMPANY (MALAYSIA) SDN BHD |  |  | 0 | 0 | 0 | 0 |  |  |  |  | 2023-03-05 | KPJ Ipoh Specialist Hospital | 2 | bar: MAY; NOV
1137 | H07B101137 | H07B101137 | 13217 | BEMS | B | - | ACT | C | H07 | BEMS | SYRINGE PUMP | SYRINGE PUMP | BA | WARD 5 | L02 | ISH/BE/01857 | 0 |  | 0 | HOSPITAL | 3680 | 0 | 0 | 0 | 0 | 0 | 0 | 0 | 0 | 0 | 0 | 2025-02-05 | 1900-01-01 | 1 | [8 empty] | WARD 5 |  |  |  | 0 | 0 | [12 empty] | admin | 2024-12-12 14:25 |  | TERUMO | TE*SS730N02 | 2111012078 | WARD 5 |  |  | 1 | B | 1 |  | SUMMIT COMPANY (MALAYSIA) SDN BHD | SUMMIT COMPANY (MALAYSIA) SDN BHD | STOR 211747 | JAPAN |  | SUMMIT COMPANY (MALAYSIA) SDN BHD |  |  | 0 | 0 | 0 | 0 |  |  |  |  | 2023-03-05 | KPJ Ipoh Specialist Hospital | 2 | bar: MAY; NOV
1138 | H07B101138 | H07B101138 | 13460 | BEMS | B | - | ACT | N | H07 | BEMS | WEIGHING SCALES, CHAIR | WEIGHING SCALES, CHAIR | BA | WARD 5 | L02 | ISH/BE/01867 | 0 |  | 0 | HOSPITAL | 5350 | 0 | 0 | 0 | 0 | 0 | 0 | 0 | 0 | 0 | 0 | 2024-06-07 | 1900-01-01 | 1 | [8 empty] | WARD 5 |  |  |  | 0 | 0 | [12 empty] | admin | 2024-12-12 14:25 |  | SECA | SECA 952 | 10000000946927 | WARD 5 |  |  | 1 | B | 1 |  | HARMONI JAYA | HARMONI JAYA | STOR 210858 | USA |  | HARMONY JAYA |  |  | 0 | 0 | 0 | 0 |  |  |  |  | 2023-08-06 | KPJ Ipoh Specialist Hospital | 1 | bar: MAY
1139 | H07B101139 | H07B101139 | 12636 | BEMS | B | - | ACT | C | H07 | BEMS | VITAL SIGN MONITOR | VITAL SIGN MONITOR | BA | WARD 5 | L02 | ISH/BE/01946 | 0 |  | 0 | HOSPITAL | 6000 | 0 | 0 | 0 | 0 | 0 | 0 | 0 | 0 | 0 | 0 |  | 1900-01-01 | 1 | [8 empty] | WARD 5 |  |  |  | 0 | 0 | [12 empty] | admin | 2024-12-12 14:25 |  | NIHON KOHDEN | SVM-7260 | 01473 | WARD 5 |  |  | 1 | B | 1 |  | STAR MEDICAL SYSTEM (M) SDN BHD | STAR MEDICAL SYSTEM (M) SDN BHD |  | JAPAN |  | STAR MEDICAL SYSTEM (M) SDN BHD |  |  | 0 | 0 | 0 | 0 |  |  |  |  | 2023-10-26 | KPJ Ipoh Specialist Hospital | 2 | bar: APR; OCT
1140 | H07B101140 | H07B101140 | 12636 | BEMS | B | - | ACT | C | H07 | BEMS | VITAL SIGN MONITOR | VITAL SIGN MONITOR | BA | WARD 5 | L02 | ISH/BE/02003 | 0 |  | 0 | HOSPITAL | 6800 | 0 | 0 | 0 | 0 | 0 | 0 | 0 | 0 | 0 | 0 | 2026-05-11 | 1900-01-01 | 0 | [8 empty] | WARD 5 |  |  |  | 0 | 0 | [12 empty] | admin | 2024-12-12 14:25 |  | NIHON KOHDEN | SVM-7260 | 01676 | WARD 5 |  |  | 1 | B | 1 |  | STAR MEDICAL SYSTEMS (M) SDN BHD | STAR MEDICAL SYSTEMS (M) SDN BHD | STOR 224323 | JAPAN |  | STAR MEDICAL SYSTEM (M) SDN BHD |  |  | 0 | 0 | 0 | 0 |  |  |  |  | 2024-07-05 | KPJ Ipoh Specialist Hospital | 2 | bar: MAY; NOV
1141 | H07B101141 | H07B101141 | 11407 | BEMS | B | - | ACT | C | H07 | BEMS | ELECTROCARDIOGRAPH | ELECTROCARDIOGRAPH | BA | WARD 5 | L02 | ISH/BE/02061 | 0 |  | 0 | HOSPITAL | 22000 | 0 | 0 | 0 | 0 | 0 | 0 | 0 | 0 | 0 | 0 | 2027-09-19 | 1900-01-01 | 0 | [8 empty] | WARD 5 |  |  |  | 0 | 0 | [12 empty] | admin | 2024-12-12 14:25 |  | ADVANCED INSTRUMENTATIONS | ECG 12C | 361267-M24516040008 | WARD 5 |  |  | 1 | B | 1 |  | SUN MEDICAL SYSTEM SDN BHD | SUN MEDICAL SYSTEM SDN BHD | STOR 229261 | USA |  | SUN MEDICAL SYSTEM SDN. BHD |  |  | 0 | 0 | 0 | 0 |  |  |  |  | 2024-09-20 | KPJ Ipoh Specialist Hospital | 2 | bar: MAR; SEP
1142 | H07B101142 | H07B101142 | 13215 | BEMS | B | - | ACT | C | H07 | BEMS | INFUSION PUMP | INFUSION PUMP | BA | WARD 5 | L02 | ISH/BE/02098 | 0 |  | 0 | HOSPITAL | 4300 | 0 | 0 | 0 | 0 | 0 | 0 | 0 | 0 | 0 | 0 | 2026-11-25 | 1900-01-01 | 0 | [8 empty] | WARD 5 |  |  |  | 0 | 0 | [12 empty] | admin | 2024-12-12 14:25 |  | MEDCAPTAIN | HP-60 | 6012403002374 | WARD 5 |  |  | 1 | B | 1 |  | ONEHEART MEDIC MEDIC SDN BHD | ONEHEART MEDIC MEDIC SDN BHD | STOR 232823 (FA) | CHINA |  | ONEHEART MEDIC SDN BHD |  |  | 0 | 0 | 0 | 0 |  |  |  |  | 2024-11-26 | KPJ Ipoh Specialist Hospital | 2 | bar: MAY; NOV
1143 | H07B101143 | H07B101143 | - | BEMS | B | - | ACT | C | H07 | BEMS | APNEA MONITOR | APNEA MONITOR | BA | WARD 2 | L02 | ISH/BE/00166 | 0 |  |  | HOSPITAL | 0 | 0 | 0 | 0 | 0 | 0 | 0 | 0 | 0 | 0 | 0 |  | 1900-01-01 | 24 | [8 empty] | WARD 2 |  |  |  | 0 | 0 | [12 empty] | admin | 2024-12-12 14:25 |  | N/A | N/A | 72852 | WARD 2 |  |  | 1 | B | 1 |  | PRIMED MEDICAL SDN.BHD | PRIMED MEDICAL SDN.BHD | SMON011N01 | USA |  | PRINCIP ENGINEERING |  |  | 0 | 0 | 0 | 0 |  |  |  |  | 2000-03-24 | KPJ Ipoh Specialist Hospital | 1 | bar: APR
1144 | H07B101144 | H07B101144 | 13217 | BEMS | B | - | ACT | C | H07 | BEMS | SYRINGE PUMP | SYRINGE PUMP | BA | WARD 2 | L02 | ISH/BE/00168 | 0 |  |  | HOSPITAL | 2900 | 0 | 0 | 0 | 0 | 0 | 0 | 0 | 0 | 0 | 0 |  | 1900-01-01 | 22 | [8 empty] | WARD 2 |  |  |  | 0 | 0 | [12 empty] | admin | 2024-12-12 14:25 |  | TERUMO | TE311 | 2090099 | WARD 2 |  |  | 1 | B | 1 |  | JEBSEN & JESSEN TECHNOLOGY SDN BHD | JEBSEN & JESSEN TECHNOLOGY SDN BHD | SE P011TE31101 | JAPAN |  | PRINCIP ENGINEERING |  |  | 0 | 0 | 0 | 0 |  |  |  |  | 2002-11-27 | KPJ Ipoh Specialist Hospital | 1 | bar: JUN
1145 | H07B101145 | H07B101145 | 13217 | BEMS | B | - | ACT | C | H07 | BEMS | SYRINGE PUMP | SYRINGE PUMP | BA | WARD 2 | L02 | ISH/BE/00966 | 0 |  |  | HOSPITAL | 2950 | 0 | 0 | 0 | 0 | 0 | 0 | 0 | 0 | 0 | 0 | 2012-03-01 | 1900-01-01 | 13 | [8 empty] | WARD 2 |  |  |  | 0 | 0 | [12 empty] | admin | 2024-12-12 14:25 |  | TERUMO | TE-331 | 1012000039 | WARD 2 |  |  | 1 | B | 1 |  | SUMMIT COMPANY (M) SDN BHD | SUMMIT COMPANY (M) SDN BHD | SE P099TE-33109 | JAPAN |  | PRIDE OUTLET SDN BHD |  |  | 0 | 0 | 0 | 0 |  |  |  |  | 2011-03-28 | KPJ Ipoh Specialist Hospital | 1 | bar: JUN
1148 | H07B101148 | H07B101148 | 17148 | BEMS | B | - | ACT | C | H07 | BEMS | OXIMETERS, PULSE | OXIMETERS, PULSE | BA | WARD 2 | L02 | ISH/BE/01167 | 0 |  |  | HOSPITAL | 3200 | 0 | 0 | 0 | 0 | 0 | 0 | 0 | 0 | 0 | 0 | 2015-06-01 | 1900-01-01 | 10 | [8 empty] | WARD 2 |  |  |  | 0 | 0 | [12 empty] | admin | 2024-12-12 14:25 |  | PHILIPS | 863264 | NB 12703707 | WARD 2 |  |  | 1 | B | 1 |  | SUP100018 | IDS MEDICAL SYSTEM (M) SDN BHD | STOR 113366 (FA) | GERMANY |  | PRINCIP ENGINEERING |  |  | 0 | 0 | 0 | 0 |  |  |  |  | 2014-06-05 | KPJ Ipoh Specialist Hospital | 1 | bar: MAR
1149 | H07B101149 | H07B101149 | 17148 | BEMS | B | - | ACT | C | H07 | BEMS | OXIMETERS, PULSE | OXIMETERS, PULSE | BA | WARD 2 | L02 | ISH/BE/01168 | 0 |  |  | HOSPITAL | 3200 | 0 | 0 | 0 | 0 | 0 | 0 | 0 | 0 | 0 | 0 | 2015-06-01 | 1900-01-01 | 10 | [8 empty] | WARD 2 |  |  |  | 0 | 0 | [12 empty] | admin | 2024-12-12 14:25 |  | PHILIPS | 863264 | NB 12703696 | WARD 2 |  |  | 1 | B | 1 |  | SUP100018 | IDS MEDICAL SYSTEM (M) SDN BHD | STOR 113366 (FA) | GERMANY |  | PRINCIP ENGINEERING |  |  | 0 | 0 | 0 | 0 |  |  |  |  | 2014-06-05 | KPJ Ipoh Specialist Hospital | 1 | bar: MAR
1150 | H07B101150 | H07B101150 | 13037 | BEMS | B | - | ACT | N | H07 | BEMS | PHOTOTHERAPY UNIT | PHOTOTHERAPY UNIT | BA | WARD 2 | L02 | ISH/BE/01190 | 0 |  |  | HOSPITAL | 8600 | 0 | 0 | 0 | 0 | 0 | 0 | 0 | 0 | 0 | 0 | 2016-09-01 | 1900-01-01 | 10 | [8 empty] | WARD 2 |  |  |  | 0 | 0 | [12 empty] | admin | 2024-12-12 14:25 |  | GE | EQ LULLABY LED | SGT14326048PA | WARD 2 |  |  | 1 | B | 1 |  | EXPERT HEALTHCARE SDN BHD | EXPERT HEALTHCARE SDN BHD | STOR 117076(FA) | GERMANY |  | PRINCIP ENGINEERING |  |  | 0 | 0 | 0 | 0 |  |  |  |  | 2014-10-01 | KPJ Ipoh Specialist Hospital | 1 | bar: MAY
1151 | H07B101151 | H07B101151 | 13037 | BEMS | B | - | ACT | N | H07 | BEMS | PHOTOTHERAPY UNIT | PHOTOTHERAPY UNIT | BA | WARD 2 | L02 | ISH/BE/01191 | 0 |  |  | HOSPITAL | 8600 | 0 | 0 | 0 | 0 | 0 | 0 | 0 | 0 | 0 | 0 | 2016-09-01 | 1900-01-01 | 10 | [8 empty] | WARD 2 |  |  |  | 0 | 0 | [12 empty] | admin | 2024-12-12 14:25 |  | GE | EQ LULLABY LED | SGT14326050PA | WARD 2 |  |  | 1 | B | 1 |  | EXPERT HEALTHCARE SDN BHD | EXPERT HEALTHCARE SDN BHD | SHER111E11 | GERMANY |  | PRINCIP ENGINEERING |  |  | 0 | 0 | 0 | 0 |  |  |  |  | 2014-10-01 | KPJ Ipoh Specialist Hospital | 1 | bar: MAY
1152 | H07B101152 | H07B101152 | 13215 | BEMS | B | - | ACT | C | H07 | BEMS | INFUSION PUMP | INFUSION PUMP | BA | WARD 2 | L02 | ISH/BE/01368 | 0 |  |  | HOSPITAL | 3900 | 0 | 0 | 0 | 0 | 0 | 0 | 0 | 0 | 0 | 0 | 2018-04-01 | 1900-01-01 | 8 | [8 empty] | WARD 2 |  |  |  | 0 | 0 | [12 empty] | admin | 2024-12-12 14:25 |  | TERUMO | TE*135NW2 | 1507000004 | WARD 2 |  |  | 1 | B | 1 |  | SUMMIT COMPANY (M) SDN BHD | SUMMIT COMPANY (M) SDN BHD | SON 133TE*135NW213 | JAPAN |  | PRINCIP ENGINEERING |  |  | 0 | 0 | 0 | 0 |  |  |  |  | 2016-04-14 | KPJ Ipoh Specialist Hospital | 1 | bar: JUN
1153 | H07B101153 | H07B101153 | 13215 | BEMS | B | - | ACT | C | H07 | BEMS | INFUSION PUMP | INFUSION PUMP | BA | WARD 2 | L02 | ISH/BE/01369 | 0 |  |  | HOSPITAL | 3900 | 0 | 0 | 0 | 0 | 0 | 0 | 0 | 0 | 0 | 0 | 2018-04-01 | 1900-01-01 | 8 | [8 empty] | WARD 2 |  |  |  | 0 | 0 | [12 empty] | admin | 2024-12-12 14:25 |  | TERUMO | TE*135NW2 | 1507000006 | WARD 2 |  |  | 1 | B | 1 |  | SUMMIT COMPANY (M) SDN BHD | SUMMIT COMPANY (M) SDN BHD | SON 133TE*135NW213 | JAPAN |  | PRINCIP ENGINEERING |  |  | 0 | 0 | 0 | 0 |  |  |  |  | 2016-04-14 | KPJ Ipoh Specialist Hospital | 1 | bar: JUN
1154 | H07B101154 | H07B101154 | 13215 | BEMS | B | - | ACT | C | H07 | BEMS | INFUSION PUMP | INFUSION PUMP | BA | WARD 2 | L02 | ISH/BE/01370 | 0 |  |  | HOSPITAL | 3900 | 0 | 0 | 0 | 0 | 0 | 0 | 0 | 0 | 0 | 0 | 2018-04-01 | 1900-01-01 | 8 | [8 empty] | WARD 2 |  |  |  | 0 | 0 | [12 empty] | admin | 2024-12-12 14:25 |  | TERUMO | TE*135NW2 | 1507000005 | WARD 2 |  |  | 1 | B | 1 |  | SUMMIT COMPANY (M) SDN BHD | SUMMIT COMPANY (M) SDN BHD | SON 133TE*135NW213 | JAPAN |  | PRINCIP ENGINEERING |  |  | 0 | 0 | 0 | 0 |  |  |  |  | 2016-04-14 | KPJ Ipoh Specialist Hospital | 1 | bar: MAR
1155 | H07B101155 | H07B101155 | 13215 | BEMS | B | - | ACT | C | H07 | BEMS | INFUSION PUMP | INFUSION PUMP | BA | WARD 2 | L02 | ISH/BE/01375 | 0 |  |  | HOSPITAL | 3900 | 0 | 0 | 0 | 0 | 0 | 0 | 0 | 0 | 0 | 0 | 2018-04-01 | 1900-01-01 | 8 | [8 empty] | WARD 2 |  |  |  | 0 | 0 | [12 empty] | admin | 2024-12-12 14:25 |  | TERUMO | TE*135NW2 | 1507000002 | WARD 2 |  |  | 1 | B | 1 |  | SUMMIT COMPANY (M) SDN BHD | SUMMIT COMPANY (M) SDN BHD | SON 133TE*135NW213 | JAPAN |  | PRINCIP ENGINEERING |  |  | 0 | 0 | 0 | 0 |  |  |  |  | 2016-04-14 | KPJ Ipoh Specialist Hospital | 1 | bar: NOV
1156 | H07B101156 | H07B101156 | 13215 | BEMS | B | - | ACT | C | H07 | BEMS | INFUSION PUMP | INFUSION PUMP | BA | WARD 2 | L02 | ISH/BE/01376 | 0 |  |  | HOSPITAL | 3900 | 0 | 0 | 0 | 0 | 0 | 0 | 0 | 0 | 0 | 0 | 2018-04-01 | 1900-01-01 | 8 | [8 empty] | WARD 2 |  |  |  | 0 | 0 | [12 empty] | admin | 2024-12-12 14:25 |  | TERUMO | TE*135NW2 | 1507000003 | WARD 2 |  |  | 1 | B | 1 |  | SUMMIT COMPANY (M) SDN BHD | SUMMIT COMPANY (M) SDN BHD | SON 133TE*135NW213 | JAPAN |  | PRINCIP ENGINEERING |  |  | 0 | 0 | 0 | 0 |  |  |  |  | 2016-04-14 | KPJ Ipoh Specialist Hospital | 1 | bar: JUN
1157 | H07B101157 | H07B101157 | 13037 | BEMS | B | - | ACT | N | H07 | BEMS | PHOTOTHERAPY UNIT | PHOTOTHERAPY UNIT | BA | WARD 2 | L02 | ISH/BE/01535 | 0 |  |  | HOSPITAL | 9000 | 0 | 0 | 0 | 0 | 0 | 0 | 0 | 0 | 0 | 0 | 2019-08-01 | 1900-01-01 | 7 | [8 empty] | WARD 2 |  |  |  | 0 | 0 | [12 empty] | admin | 2024-12-12 14:25 |  | GE | EQ LULLABY LED | SGT16470010PA | WARD 2 |  |  | 1 | B | 1 |  | EXPERT HEALTHCARE SDN BHD | EXPERT HEALTHCARE SDN BHD | SHER155E15 | GERMANY |  | PRINCIP ENGINEERING |  |  | 0 | 0 | 0 | 0 |  |  |  |  | 2017-08-28 | KPJ Ipoh Specialist Hospital | 1 | bar: MAY
1158 | H07B101158 | H07B101158 | 13037 | BEMS | B | - | ACT | N | H07 | BEMS | PHOTOTHERAPY UNIT | PHOTOTHERAPY UNIT | BA | WARD 2 | L02 | ISH/BE/01541 | 0 |  |  | HOSPITAL | 9000 | 0 | 0 | 0 | 0 | 0 | 0 | 0 | 0 | 0 | 0 | 2019-09-01 | 1900-01-01 | 7 | [8 empty] | WARD 2 |  |  |  | 0 | 0 | [12 empty] | admin | 2024-12-12 14:25 |  | GE | EQ LULLABY LED | SGT17230040PA | WARD 2 |  |  | 1 | B | 1 |  | EXPERT HEALTHCARE SDN BHD | EXPERT HEALTHCARE SDN BHD | SHER155E15 | GERMANY |  | PRINCIP ENGINEERING |  |  | 0 | 0 | 0 | 0 |  |  |  |  | 2017-09-21 | KPJ Ipoh Specialist Hospital | 1 | bar: APR
1159 | H07B101159 | H07B101159 | 13037 | BEMS | B | - | ACT | N | H07 | BEMS | PHOTOTHERAPY UNIT | PHOTOTHERAPY UNIT | BA | WARD 2 | L02 | ISH/BE/01542 | 0 |  |  | HOSPITAL | 9000 | 0 | 0 | 0 | 0 | 0 | 0 | 0 | 0 | 0 | 0 | 2019-09-01 | 1900-01-01 | 7 | [8 empty] | WARD 2 |  |  |  | 0 | 0 | [12 empty] | admin | 2024-12-12 14:25 |  | GE | EQ LULLABY LED | SGT17240010PA | WARD 2 |  |  | 1 | B | 1 |  | EXPERT HEALTHCARE SDN BHD | EXPERT HEALTHCARE SDN BHD | SHER155E15 | GERMANY |  | PRINCIP ENGINEERING |  |  | 0 | 0 | 0 | 0 |  |  |  |  | 2017-09-21 | KPJ Ipoh Specialist Hospital | 1 | bar: MAY
1160 | H07B101160 | H07B101160 | 12636 | BEMS | B | - | ACT | C | H07 | BEMS | VITAL SIGN MONITOR | VITAL SIGN MONITOR | BA | WARD 2 | L02 | ISH/BE/01669 | 0 |  |  | HOSPITAL | 6800 | 0 | 0 | 0 | 0 | 0 | 0 | 0 | 0 | 0 | 0 | 2025-01-01 | 1900-01-01 | 2 | [8 empty] | WARD 2 |  |  |  | 0 | 0 | [12 empty] | admin | 2024-12-12 14:25 |  | MINDRAY | VS 8 | AS5-19000245 | WARD 2 |  |  | 1 | B | 1 |  | LIFETRONIC SDN BHD | LIFETRONIC SDN BHD | STOR 98454 | CHINA |  | LIFETRONIC SDN BHD |  |  | 0 | 0 | 0 | 0 |  |  |  |  | 2022-01-13 | KPJ Ipoh Specialist Hospital | 2 | bar: JAN; JUL
1161 | H07B101161 | H07B101161 | 13215 | BEMS | B | - | ACT | C | H07 | BEMS | INFUSION PUMP | INFUSION PUMP | BA | WARD 2 | L02 | ISH/BE/01683 | 0 |  |  | HOSPITAL | 4270 | 0 | 0 | 0 | 0 | 0 | 0 | 0 | 0 | 0 | 0 | 2024-04-12 | 1900-01-01 | 2 | [8 empty] | WARD 2 |  |  |  | 0 | 0 | [12 empty] | admin | 2024-12-12 14:25 |  | TERUMO | TE*LM730A02 | 2109012012 | WARD 2 |  |  | 1 | B | 1 |  | SUMMIT COMPANY (M) SDN BHD | SUMMIT COMPANY (M) SDN BHD |  | JAPAN |  | SUMMIT COMPANY (MALAYSIA) SDN BHD |  |  | 0 | 0 | 0 | 0 |  |  |  |  | 2022-04-13 | KPJ Ipoh Specialist Hospital | 1 | bar: APR
1162 | H07B101162 | H07B101162 | 12636 | BEMS | B | - | ACT | C | H07 | BEMS | VITAL SIGN MONITOR | VITAL SIGN MONITOR | BA | WARD 2 | L02 | ISH/BE/01700 | 0 |  |  | HOSPITAL | 6800 | 0 | 0 | 0 | 0 | 0 | 0 | 0 | 0 | 0 | 0 | 2025-08-01 | 1900-01-01 | 2 | [8 empty] | WARD 2 |  |  |  | 0 | 0 | [12 empty] | admin | 2024-12-12 14:25 |  | MINDRAY | VS 8 | AS5-24001349 | WARD 2 |  |  | 1 | B | 1 |  | LIFETRONIC SDN BHD | LIFETRONIC SDN BHD | STOR 204531 | CHINA |  | LIFETRONIC SDN BHD |  |  | 0 | 0 | 0 | 0 |  |  |  |  | 2022-08-18 | KPJ Ipoh Specialist Hospital | 2 | bar: FEB; AUG
1163 | H07B101163 | H07B101163 | 13217 | BEMS | B | - | ACT | C | H07 | BEMS | SYRINGE PUMP | SYRINGE PUMP | BA | WARD 2 | L02 | ISH/BE/01707 | 0 |  |  | HOSPITAL | 3450 | 0 | 0 | 0 | 0 | 0 | 0 | 0 | 0 | 0 | 0 | 2024-08-01 | 1900-01-01 | 2 | [8 empty] | WARD 2 |  |  |  | 0 | 0 | [12 empty] | admin | 2024-12-12 14:25 |  | TERUMO | TE*SS730N02 | 2109012147 | WARD 2 |  |  | 1 | B | 1 |  | SUMMIT COMPANY (M) SDN BHD | SUMMIT COMPANY (M) SDN BHD | STOR 204569 | JAPAN |  | SUMMIT COMPANY (MALAYSIA) SDN BHD |  |  | 0 | 0 | 0 | 0 |  |  |  |  | 2022-08-30 | KPJ Ipoh Specialist Hospital | 2 | bar: JAN; JUL
1164 | H07B101164 | H07B101164 | 13217 | BEMS | B | - | ACT | C | H07 | BEMS | SYRINGE PUMP | SYRINGE PUMP | BA | WARD 2 | L02 | ISH/BE/01708 | 0 |  |  | HOSPITAL | 3450 | 0 | 0 | 0 | 0 | 0 | 0 | 0 | 0 | 0 | 0 | 2024-08-01 | 1900-01-01 | 2 | [8 empty] | WARD 2 |  |  |  | 0 | 0 | [12 empty] | admin | 2024-12-12 14:25 |  | TERUMO | TE*SS730N02 | 2109012148 | WARD 2 |  |  | 1 | B | 1 |  | SUMMIT COMPANY (M) SDN BHD | SUMMIT COMPANY (M) SDN BHD | STOR 204569 | JAPAN |  | SUMMIT COMPANY (MALAYSIA) SDN BHD |  |  | 0 | 0 | 0 | 0 |  |  |  |  | 2022-08-30 | KPJ Ipoh Specialist Hospital | 2 | bar: JAN; JUL
1165 | H07B101165 | H07B101165 | 13215 | BEMS | B | - | ACT | C | H07 | BEMS | INFUSION PUMP | INFUSION PUMP | BA | WARD 2 | L02 | ISH/BE/01726 | 0 |  |  | HOSPITAL | 4350 | 0 | 0 | 0 | 0 | 0 | 0 | 0 | 0 | 0 | 0 | 2024-11-01 | 1900-01-01 | 2 | [8 empty] | WARD 2 |  |  |  | 0 | 0 | [12 empty] | admin | 2024-12-12 14:25 |  | TERUMO | TE*LM730A03 | 2003010013 | WARD 2 |  |  | 1 | B | 1 |  | SUMMIT COMPANY (M) SDN BHD | SUMMIT COMPANY (M) SDN BHD | STOR 206031 | JAPAN |  | SUMMIT COMPANY (MALAYSIA) SDN BHD |  |  | 0 | 0 | 0 | 0 |  |  |  |  | 2022-11-17 | KPJ Ipoh Specialist Hospital | 2 | bar: MAY; NOV
1166 | H07B101166 | H07B101166 | 13215 | BEMS | B | - | ACT | C | H07 | BEMS | INFUSION PUMP | INFUSION PUMP | BA | WARD 2 | L02 | ISH/BE/01727 | 0 |  |  | HOSPITAL | 4350 | 0 | 0 | 0 | 0 | 0 | 0 | 0 | 0 | 0 | 0 | 2024-11-01 | 1900-01-01 | 2 | [8 empty] | WARD 2 |  |  |  | 0 | 0 | [12 empty] | admin | 2024-12-12 14:25 |  | TERUMO | TE*LM730A03 | 2003010014 | WARD 2 |  |  | 1 | B | 1 |  | SUMMIT COMPANY (M) SDN BHD | SUMMIT COMPANY (M) SDN BHD | STOR 206031 | JAPAN |  | SUMMIT COMPANY (MALAYSIA) SDN BHD |  |  | 0 | 0 | 0 | 0 |  |  |  |  | 2022-11-17 | KPJ Ipoh Specialist Hospital | 2 | bar: MAY; NOV
1167 | H07B101167 | H07B101167 | 13215 | BEMS | B | - | ACT | C | H07 | BEMS | INFUSION PUMP | INFUSION PUMP | BA | WARD 2 | L02 | ISH/BE/01728 | 0 |  |  | HOSPITAL | 4350 | 0 | 0 | 0 | 0 | 0 | 0 | 0 | 0 | 0 | 0 | 2024-11-01 | 1900-01-01 | 2 | [8 empty] | WARD 2 |  |  |  | 0 | 0 | [12 empty] | admin | 2024-12-12 14:25 |  | TERUMO | TE*LM730A03 | 2003010015 | WARD 2 |  |  | 1 | B | 1 |  | SUMMIT COMPANY (M) SDN BHD | SUMMIT COMPANY (M) SDN BHD | STOR 206031 | JAPAN |  | SUMMIT COMPANY (MALAYSIA) SDN BHD |  |  | 0 | 0 | 0 | 0 |  |  |  |  | 2022-11-17 | KPJ Ipoh Specialist Hospital | 2 | bar: MAY; NOV
1168 | H07B101168 | H07B101168 | 13215 | BEMS | B | - | ACT | C | H07 | BEMS | INFUSION PUMP | INFUSION PUMP | BA | WARD 2 | L02 | ISH/BE/01729 | 0 |  |  | HOSPITAL | 4350 | 0 | 0 | 0 | 0 | 0 | 0 | 0 | 0 | 0 | 0 | 2024-11-01 | 1900-01-01 | 2 | [8 empty] | WARD 2 |  |  |  | 0 | 0 | [12 empty] | admin | 2024-12-12 14:25 |  | TERUMO | TE*LM730A03 | 2003010016 | WARD 2 |  |  | 1 | B | 1 |  | SUMMIT COMPANY (M) SDN BHD | SUMMIT COMPANY (M) SDN BHD | STOR 206031 | JAPAN |  | SUMMIT COMPANY (MALAYSIA) SDN BHD |  |  | 0 | 0 | 0 | 0 |  |  |  |  | 2022-11-17 | KPJ Ipoh Specialist Hospital | 2 | bar: MAY; NOV
1169 | H07B101169 | H07B101169 | 13215 | BEMS | B | - | ACT | C | H07 | BEMS | INFUSION PUMP | INFUSION PUMP | BA | WARD 2 | L02 | ISH/BE/01730 | 0 |  |  | HOSPITAL | 4350 | 0 | 0 | 0 | 0 | 0 | 0 | 0 | 0 | 0 | 0 | 2024-11-01 | 1900-01-01 | 2 | [8 empty] | WARD 2 |  |  |  | 0 | 0 | [12 empty] | admin | 2024-12-12 14:25 |  | TERUMO | TE*LM730A03 | 2003010018 | WARD 2 |  |  | 1 | B | 1 |  | SUMMIT COMPANY (M) SDN BHD | SUMMIT COMPANY (M) SDN BHD | STOR 206031 | JAPAN |  | SUMMIT COMPANY (MALAYSIA) SDN BHD |  |  | 0 | 0 | 0 | 0 |  |  |  |  | 2022-11-17 | KPJ Ipoh Specialist Hospital | 2 | bar: MAY; NOV
1170 | H07B101170 | H07B101170 | 17116 | BEMS | B | - | ACT | C | H07 | BEMS | DEFIBRILLATOR | DEFIBRILLATOR | BA | WARD 2 | L02 | ISH/BE/01738 | 0 |  |  | HOSPITAL | 19800 | 0 | 0 | 0 | 0 | 0 | 0 | 0 | 0 | 0 | 0 | 2023-12-01 | 1900-01-01 | 2 | [8 empty] | WARD 2 |  |  |  | 0 | 0 | [12 empty] | admin | 2024-12-12 14:25 |  | PHILIPS HEALTHCARE | EFICIA DFM100 | CN32673200 | WARD 2 |  |  | 1 | B | 1 |  | UMEDIC HEALTHCARE SDN BHD | UMEDIC HEALTHCARE SDN BHD | STOR 204567 | CHINA |  | UMEDIC HEALTHCARE SDN BHD |  |  | 0 | 0 | 0 | 0 |  |  |  |  | 2022-07-12 | KPJ Ipoh Specialist Hospital | 2 | bar: JUN; DEC
1171 | H07B101171 | H07B101171 | 10485 | BEMS | B | - | ACT | C | H07 | BEMS | BREAST PUMP | BREAST PUMP | BA | WARD 2 | L02 | ISH/BE/01784 | 0 |  |  | HOSPITAL | 16500 | 0 | 0 | 0 | 0 | 0 | 0 | 0 | 0 | 0 | 0 |  | 1900-01-01 | 0 | [8 empty] | WARD 2 |  |  |  | 0 | 0 | [12 empty] | admin | 2024-12-12 14:25 |  | MEDELA AG | SYMPHONY | 2016492 | WARD 2 |  |  | 1 | B | 1 |  | PRINCIP ENGINEEERING | PRINCIP ENGINEEERING | STOR 210853 | SWITZERLAND |  | PRINCIP ENGINEERING |  |  | 0 | 0 | 0 | 0 |  |  |  |  | 2023-03-23 | KPJ Ipoh Specialist Hospital | 1 | bar: MAR
1172 | H07B101172 | H07B101172 | 17148 | BEMS | B | - | ACT | C | H07 | BEMS | OXIMETERS, PULSE | OXIMETERS, PULSE | BA | WARD 2 | L02 | ISH/BE/01793 | 0 |  |  | HOSPITAL | 8000 | 0 | 0 | 0 | 0 | 0 | 0 | 0 | 0 | 0 | 0 | 2025-04-10 | 1900-01-01 | 1 | [8 empty] | WARD 2 |  |  |  | 0 | 0 | [12 empty] | admin | 2024-12-12 14:25 |  | MASIMO | RADICAL7TM TOUCH SCREEN HANDHELD | 1000290312 (357004) | WARD 2 |  |  | 1 | B | 1 |  | HOSPIMETRIX SDN BHD | HOSPIMETRIX SDN BHD | STOR210855 | USA |  | HOSPIMETRIX SDN BHD |  |  | 0 | 0 | 0 | 0 |  |  |  |  | 2023-11-04 | KPJ Ipoh Specialist Hospital | 2 | bar: APR; OCT
1173 | H07B101173 | H07B101173 | 13217 | BEMS | B | - | ACT | C | H07 | BEMS | SYRINGE PUMP | SYRINGE PUMP | BA | WARD 2 | L02 | ISH/BE/01838 | 0 |  |  | HOSPITAL | 3680 | 0 | 0 | 0 | 0 | 0 | 0 | 0 | 0 | 0 | 0 | 2025-02-05 | 1900-01-01 | 1 | [8 empty] | WARD 2 |  |  |  | 0 | 0 | [12 empty] | admin | 2024-12-12 14:25 |  | TERUMO | TE*SS730N02 | 2111012059 | WARD 2 |  |  | 1 | B | 1 |  | SUMMIT COMPANY (MALAYSIA) SDN BHD | SUMMIT COMPANY (MALAYSIA) SDN BHD | STOR 211747 | JAPAN |  | SUMMIT COMPANY (MALAYSIA) SDN BHD |  |  | 0 | 0 | 0 | 0 |  |  |  |  | 2023-03-05 | KPJ Ipoh Specialist Hospital | 2 | bar: MAY; NOV
1174 | H07B101174 | H07B101174 | 13217 | BEMS | B | - | ACT | C | H07 | BEMS | SYRINGE PUMP | SYRINGE PUMP | BA | WARD 2 | L02 | ISH/BE/01839 | 0 |  |  | HOSPITAL | 3680 | 0 | 0 | 0 | 0 | 0 | 0 | 0 | 0 | 0 | 0 | 2025-02-05 | 1900-01-01 | 1 | [8 empty] | WARD 2 |  |  |  | 0 | 0 | [12 empty] | admin | 2024-12-12 14:25 |  | TERUMO | TE*SS730N02 | 2111012060 | WARD 2 |  |  | 1 | B | 1 |  | SUMMIT COMPANY (MALAYSIA) SDN BHD | SUMMIT COMPANY (MALAYSIA) SDN BHD | STOR 211747 | JAPAN |  | SUMMIT COMPANY (MALAYSIA) SDN BHD |  |  | 0 | 0 | 0 | 0 |  |  |  |  | 2023-03-05 | KPJ Ipoh Specialist Hospital | 2 | bar: MAY; NOV
1175 | H07B101175 | H07B101175 | 13217 | BEMS | B | - | ACT | C | H07 | BEMS | SYRINGE PUMP | SYRINGE PUMP | BA | WARD 2 | L02 | ISH/BE/01840 | 0 |  |  | HOSPITAL | 3680 | 0 | 0 | 0 | 0 | 0 | 0 | 0 | 0 | 0 | 0 | 2025-02-05 | 1900-01-01 | 1 | [8 empty] | WARD 2 |  |  |  | 0 | 0 | [12 empty] | admin | 2024-12-12 14:25 |  | TERUMO | TE*SS730N02 | 2111012061 | WARD 2 |  |  | 1 | B | 1 |  | SUMMIT COMPANY (MALAYSIA) SDN BHD | SUMMIT COMPANY (MALAYSIA) SDN BHD | STOR 211747 | JAPAN |  | SUMMIT COMPANY (MALAYSIA) SDN BHD |  |  | 0 | 0 | 0 | 0 |  |  |  |  | 2023-03-05 | KPJ Ipoh Specialist Hospital | 2 | bar: MAY; NOV
1176 | H07B101176 | H07B101176 | 13217 | BEMS | B | - | ACT | C | H07 | BEMS | SYRINGE PUMP | SYRINGE PUMP | BA | WARD 2 | L02 | ISH/BE/01841 | 0 |  |  | HOSPITAL | 3680 | 0 | 0 | 0 | 0 | 0 | 0 | 0 | 0 | 0 | 0 | 2025-02-05 | 1900-01-01 | 1 | [8 empty] | WARD 2 |  |  |  | 0 | 0 | [12 empty] | admin | 2024-12-12 14:25 |  | TERUMO | TE*SS730N02 | 2111012062 | WARD 2 |  |  | 1 | B | 1 |  | SUMMIT COMPANY (MALAYSIA) SDN BHD | SUMMIT COMPANY (MALAYSIA) SDN BHD | STOR 211747 | JAPAN |  | SUMMIT COMPANY (MALAYSIA) SDN BHD |  |  | 0 | 0 | 0 | 0 |  |  |  |  | 2023-03-05 | KPJ Ipoh Specialist Hospital | 2 | bar: MAY; NOV
1177 | H07B101177 | H07B101177 | 13217 | BEMS | B | - | ACT | C | H07 | BEMS | SYRINGE PUMP | SYRINGE PUMP | BA | WARD 2 | L02 | ISH/BE/01842 | 0 |  |  | HOSPITAL | 3680 | 0 | 0 | 0 | 0 | 0 | 0 | 0 | 0 | 0 | 0 | 2025-02-05 | 1900-01-01 | 1 | [8 empty] | WARD 2 |  |  |  | 0 | 0 | [12 empty] | admin | 2024-12-12 14:25 |  | TERUMO | TE*SS730N02 | 2111012063 | WARD 2 |  |  | 1 | B | 1 |  | SUMMIT COMPANY (MALAYSIA) SDN BHD | SUMMIT COMPANY (MALAYSIA) SDN BHD | STOR 211747 | JAPAN |  | SUMMIT COMPANY (MALAYSIA) SDN BHD |  |  | 0 | 0 | 0 | 0 |  |  |  |  | 2023-03-05 | KPJ Ipoh Specialist Hospital | 2 | bar: MAY; NOV
1178 | H07B101178 | H07B101178 | 13461 | BEMS | B | - | ACT | N | H07 | BEMS | WEIGHING SCALES | WEIGHING SCALES | BA | WARD 2 | L02 | ISH/BE/02028 | 0 |  |  | HOSPITAL | 3600 | 0 | 0 | 0 | 0 | 0 | 0 | 0 | 0 | 0 | 0 | 2029-07-25 | 1900-01-01 | 0 | [8 empty] | WARD 2 |  |  |  | 0 | 0 | [12 empty] | admin | 2024-12-12 14:25 |  | MARSDEN | M-125 | 22401326 | WARD 2 |  |  | 1 | B | 1 |  | SUP100026 | PRINCIP ENGINEERING | STOR 228136 | UK |  | PRINCIP ENGINEERING |  |  | 0 | 0 | 0 | 0 |  |  |  |  | 2024-07-26 | KPJ Ipoh Specialist Hospital | 1 | bar: JUL
1179 | H07B101179 | H07B101179 | 13462 | BEMS | B | - | ACT | N | H07 | BEMS | WEIGHING SCALES, BABY | WEIGHING SCALES, BABY | BA | WARD 2 | L02 | ISH/BE/02037 | 0 |  |  | HOSPITAL | 4600 | 0 | 0 | 0 | 0 | 0 | 0 | 0 | 0 | 0 | 0 | 2029-08-25 | 1900-01-01 | 0 | [8 empty] | WARD 2 |  |  |  | 0 | 0 | [12 empty] | admin | 2024-12-12 14:25 |  | MARSDEN | M-400-80D | 22405271 | WARD 2 |  |  | 1 | B | 1 |  | SUP100026 | PRINCIP ENGINEERING | STOR 229912 (FA) | UK |  | PRINCIP ENGINEERING |  |  | 0 | 0 | 0 | 0 |  |  |  |  | 2024-08-26 | KPJ Ipoh Specialist Hospital | 1 | bar: AUG
1180 | H07B101180 | H07B101180 | 10208 | BEMS | B | - | ACT | N | H07 | BEMS | ASPIRATOR | ASPIRATOR | BA | WARD 2 | L02 | ISH/BE/02043 | 0 |  |  | HOSPITAL | 1400 | 0 | 0 | 0 | 0 | 0 | 0 | 0 | 0 | 0 | 0 | 2025-09-04 | 1900-01-01 | 0 | [8 empty] | WARD 2 |  |  |  | 0 | 0 | [12 empty] | admin | 2024-12-12 14:25 |  | CA-MI | NEW ASKIR 30 PROXIMITY | 8446 | WARD 2 |  |  | 1 | B | 1 |  | SUP100026 | PRINCIP ENGINEERING | STOR 229889 | ITALY |  | PRINCIP ENGINEERING |  |  | 0 | 0 | 0 | 0 |  |  |  |  | 2024-09-05 | KPJ Ipoh Specialist Hospital | 1 | bar: SEP
1181 | H07B101181 | H07B101181 | 13215 | BEMS | B | - | ACT | C | H07 | BEMS | INFUSION PUMP | INFUSION PUMP | BA | WARD 2 | L02 | ISH/BE/02096 | 0 |  |  | HOSPITAL | 4300 | 0 | 0 | 0 | 0 | 0 | 0 | 0 | 0 | 0 | 0 | 2026-11-25 | 1900-01-01 | 0 | [8 empty] | WARD 2 |  |  |  | 0 | 0 | [12 empty] | admin | 2024-12-12 14:25 |  | MEDCAPTAIN | HP-60 | 6012404002760 | WARD 2 |  |  | 1 | B | 1 |  | ONEHEART MEDIC MEDIC SDN BHD | ONEHEART MEDIC MEDIC SDN BHD | STOR 232823 (FA) | CHINA |  | ONEHEART MEDIC SDN BHD |  |  | 0 | 0 | 0 | 0 |  |  |  |  | 2024-11-26 | KPJ Ipoh Specialist Hospital | 2 | bar: MAY; NOV
1182 | H07B101182 | H07B101182 | 17148 | BEMS | B | - | ACT | C | H07 | BEMS | OXIMETERS, PULSE | OXIMETERS, PULSE | BB | WARD 7A | L03 | ISH/BE/00003 | 0 |  |  | HOSPITAL | 3500 | 0 | 0 | 0 | 0 | 0 | 0 | 0 | 0 | 0 | 0 |  | 1900-01-01 | 17 | [8 empty] | WARD 7A |  |  |  | 0 | 0 | [12 empty] | admin | 2024-12-12 14:25 |  | NELLCOR | N-550 | 237 | WARD 7A |  |  | 1 | B | 1 |  | IPOH JAYA MEDIC ENTERPRISE | IPOH JAYA MEDIC ENTERPRISE | SERS000N-55000 | CHINA |  | PRINCIP ENGINEERING |  |  | 0 | 0 | 0 | 0 |  |  |  |  | 2007-05-23 | KPJ Ipoh Specialist Hospital | 1 | bar: MAR
1183 | H07B101183 | H07B101183 | 12276 | BEMS | B | - | ACT | N | H07 | BEMS | EXAMINATION LIGHT | EXAMINATION LIGHT | BB | WARD 7A | L03 | ISH/BE/00004 | 0 |  |  | HOSPITAL | 500 | 0 | 0 | 0 | 0 | 0 | 0 | 0 | 0 | 0 | 0 |  | 1900-01-01 | 17 | [8 empty] | WARD 7A |  |  |  | 0 | 0 | [12 empty] | admin | 2024-12-12 14:25 |  | COLD LIGHT | 424MCU | ST/ID50/01 | WARD 7A |  |  | 1 | B | 1 |  | RITZ MEDICAL SDN BHD | RITZ MEDICAL SDN BHD | SATI00042400 | CHINA |  | PRINCIP ENGINEERING |  |  | 0 | 0 | 0 | 0 |  |  |  |  | 2007-05-17 | KPJ Ipoh Specialist Hospital | 1 | bar: APR
1186 | H07B101186 | H07B101186 | 16156 | BEMS | B | - | ACT | N | H07 | BEMS | ANEROID SPHYGMOMANOMETER (WITH TROLLEY) | ANEROID SPHYGMOMANOMETER (WITH TROLLEY) | BB | WARD 7A | L03 | ISH/BE/01096 | 0 |  |  | HOSPITAL | 840 | 0 | 0 | 0 | 0 | 0 | 0 | 0 | 0 | 0 | 0 | 2013-07-01 | 1900-01-01 | 11 | [8 empty] | WARD 7A |  |  |  | 0 | 0 | [12 empty] | admin | 2024-12-12 14:25 |  | WELCH ALLYN | 767 | 130128152956 | WARD 7A |  |  | 1 | B | 1 |  | JESS MED | JESS MED | STOR 105510 (FA) | GERMANY |  | PRINCIP ENGINEERING |  |  | 0 | 0 | 0 | 0 |  |  |  |  | 2013-01-07 | KPJ Ipoh Specialist Hospital | 1 | bar: DEC
1188 | H07B101188 | H07B101188 | 13215 | BEMS | B | - | ACT | C | H07 | BEMS | INFUSION PUMP | INFUSION PUMP | BB | WARD 7A | L03 | ISH/BE/01681 | 0 |  |  | HOSPITAL | 4270 | 0 | 0 | 0 | 0 | 0 | 0 | 0 | 0 | 0 | 0 | 2024-04-12 | 1900-01-01 | 2 | [8 empty] | WARD 7A |  |  |  | 0 | 0 | [12 empty] | admin | 2024-12-12 14:25 |  | TERUMO | TE*LM730A02 | 2109012010 | WARD 7A |  |  | 1 | B | 1 |  | SUMMIT COMPANY (M) SDN BHD | SUMMIT COMPANY (M) SDN BHD |  | JAPAN |  | SUMMIT COMPANY (MALAYSIA) SDN BHD |  |  | 0 | 0 | 0 | 0 |  |  |  |  | 2022-04-13 | KPJ Ipoh Specialist Hospital | 1 | bar: NOV
1189 | H07B101189 | H07B101189 | 13215 | BEMS | B | - | ACT | C | H07 | BEMS | INFUSION PUMP | INFUSION PUMP | BB | WARD 7A | L03 | ISH/BE/01682 | 0 |  |  | HOSPITAL | 4270 | 0 | 0 | 0 | 0 | 0 | 0 | 0 | 0 | 0 | 0 | 2024-04-12 | 1900-01-01 | 2 | [8 empty] | WARD 7A |  |  |  | 0 | 0 | [12 empty] | admin | 2024-12-12 14:25 |  | TERUMO | TE*LM730A02 | 2109012011 | WARD 7A |  |  | 1 | B | 1 |  | SUMMIT COMPANY (M) SDN BHD | SUMMIT COMPANY (M) SDN BHD |  | JAPAN |  | SUMMIT COMPANY (MALAYSIA) SDN BHD |  |  | 0 | 0 | 0 | 0 |  |  |  |  | 2022-04-13 | KPJ Ipoh Specialist Hospital | 1 | bar: NOV
1190 | H07B101190 | H07B101190 | 12636 | BEMS | B | - | ACT | C | H07 | BEMS | VITAL SIGN MONITOR | VITAL SIGN MONITOR | BB | WARD 7A | L03 | ISH/BE/01694 | 0 |  |  | HOSPITAL | 6800 | 0 | 0 | 0 | 0 | 0 | 0 | 0 | 0 | 0 | 0 | 2025-08-01 | 1900-01-01 | 2 | [8 empty] | WARD 7A |  |  |  | 0 | 0 | [12 empty] | admin | 2024-12-12 14:25 |  | MINDRAY | VS 8 | AS5-24001350 | WARD 7A |  |  | 1 | B | 1 |  | LIFETRONIC SDN BHD | LIFETRONIC SDN BHD | STOR 204086 | CHINA |  | LIFETRONIC SDN BHD |  |  | 0 | 0 | 0 | 0 |  |  |  |  | 2022-08-18 | KPJ Ipoh Specialist Hospital | 2 | bar: MAR; SEP
1191 | H07B101191 | H07B101191 | 12636 | BEMS | B | - | ACT | C | H07 | BEMS | VITAL SIGN MONITOR | VITAL SIGN MONITOR | BB | WARD 7A | L03 | ISH/BE/01695 | 0 |  |  | HOSPITAL | 6800 | 0 | 0 | 0 | 0 | 0 | 0 | 0 | 0 | 0 | 0 | 2025-08-01 | 1900-01-01 | 2 | [8 empty] | WARD 7A |  |  |  | 0 | 0 | [12 empty] | admin | 2024-12-12 14:25 |  | MINDRAY | VS 8 | AS5-24001351 | WARD 7A |  |  | 1 | B | 1 |  | LIFETRONIC SDN BHD | LIFETRONIC SDN BHD | STOR 204086 | CHINA |  | LIFETRONIC SDN BHD |  |  | 0 | 0 | 0 | 0 |  |  |  |  | 2022-08-18 | KPJ Ipoh Specialist Hospital | 2 | bar: MAR; SEP
1192 | H07B101192 | H07B101192 | 13217 | BEMS | B | - | ACT | C | H07 | BEMS | SYRINGE PUMP | SYRINGE PUMP | BB | WARD 7A | L03 | ISH/BE/01712 | 0 |  |  | HOSPITAL | 3450 | 0 | 0 | 0 | 0 | 0 | 0 | 0 | 0 | 0 | 0 | 2024-08-01 | 1900-01-01 | 2 | [8 empty] | WARD 7A |  |  |  | 0 | 0 | [12 empty] | admin | 2024-12-12 14:25 |  | TERUMO | TE*SS730N02 | 2109012243 | WARD 7A |  |  | 1 | B | 1 |  | SUMMIT COMPANY (M) SDN BHD | SUMMIT COMPANY (M) SDN BHD | STOR 204569 | JAPAN |  | SUMMIT COMPANY (MALAYSIA) SDN BHD |  |  | 0 | 0 | 0 | 0 |  |  |  |  | 2022-08-30 | KPJ Ipoh Specialist Hospital | 2 | bar: JAN; JUL
1193 | H07B101193 | H07B101193 | 13217 | BEMS | B | - | ACT | C | H07 | BEMS | SYRINGE PUMP | SYRINGE PUMP | BB | WARD 7A | L03 | ISH/BE/01713 | 0 |  |  | HOSPITAL | 3450 | 0 | 0 | 0 | 0 | 0 | 0 | 0 | 0 | 0 | 0 | 2024-08-01 | 1900-01-01 | 2 | [8 empty] | WARD 7A |  |  |  | 0 | 0 | [12 empty] | admin | 2024-12-12 14:25 |  | TERUMO | TE*SS730N02 | 2109012244 | WARD 7A |  |  | 1 | B | 1 |  | SUMMIT COMPANY (M) SDN BHD | SUMMIT COMPANY (M) SDN BHD | STOR 204569 | JAPAN |  | SUMMIT COMPANY (MALAYSIA) SDN BHD |  |  | 0 | 0 | 0 | 0 |  |  |  |  | 2022-08-30 | KPJ Ipoh Specialist Hospital | 2 | bar: JAN; JUL
1194 | H07B101194 | H07B101194 | 17116 | BEMS | B | - | ACT | C | H07 | BEMS | DEFIBRILLATOR | DEFIBRILLATOR | BB | WARD 7A | L03 | ISH/BE/01736 | 0 |  |  | HOSPITAL | 19800 | 0 | 0 | 0 | 0 | 0 | 0 | 0 | 0 | 0 | 0 | 2023-12-01 | 1900-01-01 | 2 | [8 empty] | WARD 7A |  |  |  | 0 | 0 | [12 empty] | admin | 2024-12-12 14:25 |  | PHILIPS HEALTHCARE | EFICIA DFM100 | CN32673217 | WARD 7A |  |  | 1 | B | 1 |  | UMEDIC HEALTHCARE SDN BHD | UMEDIC HEALTHCARE SDN BHD | STOR 204567 | CHINA |  | UMEDIC HEALTHCARE SDN BHD |  |  | 0 | 0 | 0 | 0 |  |  |  |  | 2022-07-12 | KPJ Ipoh Specialist Hospital | 2 | bar: JUN; DEC
1195 | H07B101195 | H07B101195 | 12636 | BEMS | B | - | ACT | C | H07 | BEMS | VITAL SIGN MONITOR | VITAL SIGN MONITOR | BB | WARD 7A | L03 | ISH/BE/01942 | 0 |  |  | HOSPITAL | 6000 | 0 | 0 | 0 | 0 | 0 | 0 | 0 | 0 | 0 | 0 |  | 1900-01-01 | 1 | [8 empty] | WARD 7A |  |  |  | 0 | 0 | [12 empty] | admin | 2024-12-12 14:25 |  | NIHON KOHDEN | SVM-7260 | 01471 | WARD 7A |  |  | 1 | B | 1 |  | STAR MEDICAL SYSTEM (M) SDN BHD | STAR MEDICAL SYSTEM (M) SDN BHD |  | JAPAN |  | STAR MEDICAL SYSTEM (M) SDN BHD |  |  | 0 | 0 | 0 | 0 |  |  |  |  | 2023-10-25 | KPJ Ipoh Specialist Hospital | 2 | bar: APR; OCT
1196 | H07B101196 | H07B101196 | 12636 | BEMS | B | - | ACT | C | H07 | BEMS | VITAL SIGN MONITOR | VITAL SIGN MONITOR | BB | WARD 7A | L03 | ISH/BE/01943 | 0 |  |  | HOSPITAL | 6000 | 0 | 0 | 0 | 0 | 0 | 0 | 0 | 0 | 0 | 0 |  | 1900-01-01 | 1 | [8 empty] | WARD 7A |  |  |  | 0 | 0 | [12 empty] | admin | 2024-12-12 14:25 |  | NIHON KOHDEN | SVM-7260 | 01472 | WARD 7A |  |  | 1 | B | 1 |  | STAR MEDICAL SYSTEM (M) SDN BHD | STAR MEDICAL SYSTEM (M) SDN BHD |  | JAPAN |  | STAR MEDICAL SYSTEM (M) SDN BHD |  |  | 0 | 0 | 0 | 0 |  |  |  |  | 2023-10-25 | KPJ Ipoh Specialist Hospital | 2 | bar: APR; OCT
1197 | H07B101197 | H07B101197 | 11407 | BEMS | B | - | ACT | C | H07 | BEMS | ELECTROCARDIOGRAPH | ELECTROCARDIOGRAPH | BB | WARD 7A | L03 | ISH/BE/01969 | 0 |  |  | HOSPITAL | 22000 | 0 | 0 | 0 | 0 | 0 | 0 | 0 | 0 | 0 | 0 | 2027-02-28 | 1900-01-01 | 0 | [8 empty] | WARD 7A |  |  |  | 0 | 0 | [12 empty] | admin | 2024-12-12 14:25 |  | NORAV MEDICAL | NECG-12 | M20C01040001 | WARD 7A |  |  | 1 | B | 1 |  | SUN MEDICAL SYSTEMS SDN. BHD | SUN MEDICAL SYSTEMS SDN. BHD | STOR 221060 | GERMANY |  | SUN MEDICAL SYSTEM SDN. BHD |  |  | 0 | 0 | 0 | 0 |  |  |  |  | 2024-02-29 | KPJ Ipoh Specialist Hospital | 2 | bar: FEB; AUG
1198 | H07B101198 | H07B101198 | 10208 | BEMS | B | - | ACT | N | H07 | BEMS | ASPIRATOR | ASPIRATOR | BB | WARD 7A | L03 | ISH/BE/02069 | 0 |  |  | HOSPITAL | 1400 | 0 | 0 | 0 | 0 | 0 | 0 | 0 | 0 | 0 | 0 | 2025-09-25 | 1900-01-01 | 0 | [8 empty] | WARD 7A |  |  |  | 0 | 0 | [12 empty] | admin | 2024-12-12 14:25 |  | CA-MI | NEW ASKIR 30 PROXIMITY | 8438 | WARD 7A |  |  | 1 | B | 1 |  | SUP100026 | PRINCIP ENGINEERING | STOR 230476 | ITALY |  | PRINCIP ENGINEERING |  |  | 0 | 0 | 0 | 0 |  |  |  |  | 2024-09-26 | KPJ Ipoh Specialist Hospital | 1 | bar: SEP
1199 | H07B101199 | H07B101199 | 13215 | BEMS | B | - | ACT | C | H07 | BEMS | INFUSION PUMP | INFUSION PUMP | BB | WARD 7A | L03 | ISH/BE/02092 | 0 |  |  | HOSPITAL | 4300 | 0 | 0 | 0 | 0 | 0 | 0 | 0 | 0 | 0 | 0 | 2026-11-25 | 1900-01-01 | 0 | [8 empty] | WARD 7A |  |  |  | 0 | 0 | [12 empty] | admin | 2024-12-12 14:25 |  | MEDCAPTAIN | HP-60 | 6012405000134 | WARD 7A |  |  | 1 | B | 1 |  | ONEHEART MEDIC MEDIC SDN BHD | ONEHEART MEDIC MEDIC SDN BHD | STOR 232823 (FA) | CHINA |  | ONEHEART MEDIC SDN BHD |  |  | 0 | 0 | 0 | 0 |  |  |  |  | 2024-11-26 | KPJ Ipoh Specialist Hospital | 2 | bar: MAY; NOV
1200 | H07B101200 | H07B101200 | 13215 | BEMS | B | - | ACT | C | H07 | BEMS | INFUSION PUMP | INFUSION PUMP | BB | WARD 7A | L03 | ISH/BE/02093 | 0 |  |  | HOSPITAL | 4300 | 0 | 0 | 0 | 0 | 0 | 0 | 0 | 0 | 0 | 0 | 2026-11-25 | 1900-01-01 | 0 | [8 empty] | WARD 7A |  |  |  | 0 | 0 | [12 empty] | admin | 2024-12-12 14:25 |  | MEDCAPTAIN | HP-60 | 6012403002331 | WARD 7A |  |  | 1 | B | 1 |  | ONEHEART MEDIC MEDIC SDN BHD | ONEHEART MEDIC MEDIC SDN BHD | STOR 232823 (FA) | CHINA |  | ONEHEART MEDIC SDN BHD |  |  | 0 | 0 | 0 | 0 |  |  |  |  | 2024-11-26 | KPJ Ipoh Specialist Hospital | 2 | bar: MAY; NOV
1201 | H07B101201 | H07B101201 | - | BEMS | B | - | ACT | C | H07 | BEMS | EXCIMER LASER MEL 80 | EXCIMER LASER MEL 80 | BA | LASIK UNIT | GF | ISH/BE/00918 | 0 |  | 0 | HOSPITAL | 3270000 | 0 | 0 | 0 | 0 | 0 | 0 | 0 | 0 | 0 | 0 | 2011-12-01 | 1900-01-01 | 14 | [8 empty] | LASIK UNIT |  |  |  | 0 | 0 | [12 empty] | admin | 2024-12-12 14:25 |  | CARL ZEISS | MME 0870 | 1042459 |  |  |  | 1 | B | 1 |  | SUP100007 | CARL ZEISS SDN BHD | SR L099MME 087009 | GERMANY |  | CARL ZEISS SDN BHD |  |  | 0 | 0 | 0 | 0 |  |  |  |  | 2010-12-17 | KPJ Ipoh Specialist Hospital | 2 | bar: MAY; NOV
1202 | H07B101202 | H07B101202 | - | BEMS | B | - | ACT | C | H07 | BEMS | VISUMAX BASIC UNIT | VISUMAX BASIC UNIT | BA | LASIK UNIT | GF | ISH/BE/00919 | 0 |  | 0 | HOSPITAL | 0 | 0 | 0 | 0 | 0 | 0 | 0 | 0 | 0 | 0 | 0 | 2011-12-01 | 1900-01-01 | 14 | [8 empty] | LASIK UNIT |  |  |  | 0 | 0 | [12 empty] | admin | 2024-12-12 14:25 |  | CARL ZEISS | MME 0871 | 1021435 |  |  |  | 1 | B | 1 |  | SUP100007 | CARL ZEISS SDN BHD | SX B099MME 087109 | GERMANY |  | CARL ZEISS SDN BHD |  |  | 0 | 0 | 0 | 0 |  |  |  |  | 2010-12-17 | KPJ Ipoh Specialist Hospital | 2 | bar: MAY; NOV
1203 | H07B101203 | H07B101203 | - | BEMS | B | - | ACT | C | H07 | BEMS | CRS- MASTER TOPOLINE | CRS- MASTER TOPOLINE | BA | LASIK UNIT | GF | ISH/BE/00920 | 0 |  | 0 | HOSPITAL | 0 | 0 | 0 | 0 | 0 | 0 | 0 | 0 | 0 | 0 | 0 | 2011-12-01 | 1900-01-01 | 14 | [8 empty] | LASIK UNIT |  |  |  | 0 | 0 | [12 empty] | admin | 2024-12-12 14:25 |  | CARL ZEISS | MME 0872 | 9000-1658 |  |  |  | 1 | B | 1 |  | SUP100007 | CARL ZEISS SDN BHD | SAST099MME 087209 | GERMANY |  | CARL ZEISS SDN BHD |  |  | 0 | 0 | 0 | 0 |  |  |  |  | 2010-12-17 | KPJ Ipoh Specialist Hospital | 2 | bar: MAY; NOV
1204 | H07B101204 | H07B101204 | - | BEMS | B | - | ACT | C | H07 | BEMS | SL115 | SL115 | BA | LASIK UNIT | GF |  | 0 |  | 0 | HOSPITAL | 0 | 0 | 0 | 0 | 0 | 0 | 0 | 0 | 0 | 0 | 0 | 2011-12-01 | 1900-01-01 | 14 | [8 empty] | LASIK UNIT |  |  |  | 0 | 0 | [12 empty] | admin | 2024-12-12 14:25 |  |  |  | 1006965 |  |  |  | 1 | B | 1 |  | SUP100007 | CARL ZEISS SDN BHD |  | GERMANY |  | CARL ZEISS SDN BHD |  |  | 0 | 0 | 0 | 0 |  |  |  |  | 2010-12-17 | KPJ Ipoh Specialist Hospital | 2 | bar: MAY; NOV
1205 | H07B101205 | H07B101205 | - | BEMS | B | - | ACT | C | H07 | BEMS | OPTHALMIC REFRACTION UNIT | OPTHALMIC REFRACTION UNIT | BA | LASIK UNIT | GF | ISH/BE/00997 | 0 |  | 0 | HOSPITAL | 13000 | 0 | 0 | 0 | 0 | 0 | 0 | 0 | 0 | 0 | 0 | 2012-06-01 | 1900-01-01 | 13 | [8 empty] | LASIK UNIT |  |  |  | 0 | 0 | [12 empty] | admin | 2024-12-12 14:25 |  | PLANTECH | CS-04 | 4080411 |  |  |  | 1 | B | 1 |  | OPHTHALMIC INSTRUMENTS (M) SDN BHD | OPHTHALMIC INSTRUMENTS (M) SDN BHD | SMIC099CS-0409 | GERMANY |  | OPTHALMIC INSTRUMENTS (M) SDN BHD |  |  | 0 | 0 | 0 | 0 |  |  |  |  | 2011-06-29 | KPJ Ipoh Specialist Hospital | 2 | bar: FEB; AUG
1206 | H07B101206 | H07B101206 | - | BEMS | B | - | ACT | C | H07 | BEMS | AUTO KARATOC REFRACTOMETER | AUTO KARATOC REFRACTOMETER | BA | LASIK UNIT | GF | ISH/BE/00998 | 0 |  | 0 | HOSPITAL | 26000 | 0 | 0 | 0 | 0 | 0 | 0 | 0 | 0 | 0 | 0 | 2012-06-01 | 1900-01-01 | 13 | [8 empty] | LASIK UNIT |  |  |  | 0 | 0 | [12 empty] | admin | 2024-12-12 14:25 |  | POTEC | PRK-6000 | K60J15F |  |  |  | 1 | B | 1 |  | OPHTHALMIC INSTRUMENTS (M) SDN BHD | OPHTHALMIC INSTRUMENTS (M) SDN BHD | STOR 89179 | GERMANY |  | OPTHALMIC INSTRUMENTS (M) SDN BHD |  |  | 0 | 0 | 0 | 0 |  |  |  |  | 2011-06-29 | KPJ Ipoh Specialist Hospital | 2 | bar: FEB; AUG
1207 | H07B101207 | H07B101207 | - | BEMS | B | - | ACT | C | H07 | BEMS | AUTO LENSMETER | AUTO LENSMETER | BA | LASIK UNIT | GF | ISH/BE/00999 | 0 |  | 0 | HOSPITAL | 9000 | 0 | 0 | 0 | 0 | 0 | 0 | 0 | 0 | 0 | 0 | 2012-06-01 | 1900-01-01 | 13 | [8 empty] | LASIK UNIT |  |  |  | 0 | 0 | [12 empty] | admin | 2024-12-12 14:25 |  | SHIN-NIPPON | SLM-5000 | 606567 |  |  |  | 1 | B | 1 |  | OPHTHALMIC INSTRUMENTS (M) SDN BHD | OPHTHALMIC INSTRUMENTS (M) SDN BHD | SENS099SLM-500009 | JAPAN |  | OPTHALMIC INSTRUMENTS (M) SDN BHD |  |  | 0 | 0 | 0 | 0 |  |  |  |  | 2011-06-29 | KPJ Ipoh Specialist Hospital | 2 | bar: FEB; AUG
1208 | H07B101208 | H07B101208 | - | BEMS | B | - | ACT | C | H07 | BEMS | SMART CHART PRO ACUITY SYSTEM | SMART CHART PRO ACUITY SYSTEM | BA | LASIK UNIT | GF | ISH/BE/01000 | 0 |  | 0 | HOSPITAL | 15000 | 0 | 0 | 0 | 0 | 0 | 0 | 0 | 0 | 0 | 0 | 2012-06-01 | 1900-01-01 | 13 | [8 empty] | LASIK UNIT |  |  |  | 0 | 0 | [12 empty] | admin | 2024-12-12 14:25 |  | OPTO | CP-400 | 0GAA0035 |  |  |  | 1 | B | 1 |  | OPHTHALMIC INSTRUMENTS (M) SDN BHD | OPHTHALMIC INSTRUMENTS (M) SDN BHD | SCHA100CP-40010 | GERMANY |  | OPTHALMIC INSTRUMENTS (M) SDN BHD |  |  | 0 | 0 | 0 | 0 |  |  |  |  | 2011-06-29 | KPJ Ipoh Specialist Hospital | 2 | bar: FEB; AUG
1209 | H07B101209 | H07B101209 | - | BEMS | B | - | ACT | C | H07 | BEMS | PENTACAM CLASSIC | PENTACAM CLASSIC | BA | LASIK UNIT | GF | ISH/BE/01001 | 0 |  | 0 | HOSPITAL | 200000 | 0 | 0 | 0 | 0 | 0 | 0 | 0 | 0 | 0 | 0 | 2012-06-01 | 1900-01-01 | 13 | [8 empty] | LASIK UNIT |  |  |  | 0 | 0 | [12 empty] | admin | 2024-12-12 14:25 |  | OCULUS | PENTACAM CLASSIC | 07520121 |  |  |  | 1 | B | 1 |  | OPHTHALMIC INSTRUMENTS (M) SDN BHD | OPHTHALMIC INSTRUMENTS (M) SDN BHD | SAM 100P10 | GERMANY |  | OPTHALMIC INSTRUMENTS (M) SDN BHD |  |  | 0 | 0 | 0 | 0 |  |  |  |  | 2011-06-29 | KPJ Ipoh Specialist Hospital | 2 | bar: FEB; AUG
1210 | H07B101210 | H07B101210 | - | BEMS | B | - | ACT | C | H07 | BEMS | TONOMETER | TONOMETER | BA | LASIK UNIT | GF | ISH/BE/01518 | 0 |  | 0 | HOSPITAL | 5600 | 0 | 0 | 0 | 0 | 0 | 0 | 0 | 0 | 0 | 0 | 2018-04-01 | 1900-01-01 | 7 | [8 empty] | LASIK UNIT |  |  |  | 0 | 0 | [12 empty] | admin | 2024-12-12 14:25 |  | ELAMED | TVGD | 0005 |  |  |  | 1 | B | 1 |  | E+MEDIQ SUPPLY SDN BHD | E+MEDIQ SUPPLY SDN BHD | STER155T15 | USA |  | BEMS |  |  | 0 | 0 | 0 | 0 |  |  |  |  | 2017-04-16 | KPJ Ipoh Specialist Hospital | bar: APR
1211 | H07B101211 | H07B101211 | 12276 | BEMS | B | - | ACT | N | H07 | BEMS | EXAMINATION LIGHT | EXAMINATION LIGHT | BA | WARD 6 | L03 | ISH/BE/00973 | 0 |  | 0 | HOSPITAL | 1289 | 0 | 0 | 0 | 0 | 0 | 0 | 0 | 0 | 0 | 0 | 2012-04-01 | 1900-01-01 | 13 | [8 empty] | WARD 6 |  |  |  | 0 | 0 | [12 empty] | admin | 2024-12-12 14:25 |  | N/A | FS0803 | 24501 | WARD 6 |  |  | 1 | B | 1 |  | RITZ MEDICAL SUPPLIES | RITZ MEDICAL SUPPLIES | SATI099FS080309 | CHINA |  | PRINCIP ENGINEERING |  |  | 0 | 0 | 0 | 0 |  |  |  |  | 2011-04-21 | KPJ Ipoh Specialist Hospital | 1 | bar: APR
1212 | H07B101212 | H07B101212 | 10208 | BEMS | B | - | ACT | N | H07 | BEMS | ASPIRATORS | ASPIRATORS | BA | WARD 6 | L04 | ISH/BE/00976 | 0 |  | 0 | HOSPITAL | 1580 | 0 | 0 | 0 | 0 | 0 | 0 | 0 | 0 | 0 | 0 | 2012-04-01 | 1900-01-01 | 13 | [8 empty] | WARD 6 |  |  |  | 0 | 0 | [12 empty] | admin | 2024-12-12 14:25 |  | STURDY | 7E-D | 00002 | WARD 6 |  |  | 1 | B | 1 |  | RITZ MEDICAL SUPPLIES | RITZ MEDICAL SUPPLIES | STOR099709 | CHINA |  | PRINCIP ENGINEERING |  |  | 0 | 0 | 0 | 0 |  |  |  |  | 2011-04-22 | KPJ Ipoh Specialist Hospital | 1 | bar: JUL
1213 | H07B101213 | H07B101213 | 13217 | BEMS | B | - | ACT | C | H07 | BEMS | SYRINGE PUMP | SYRINGE PUMP | BA | WARD 6 | L03 | ISH/BE/01022 | 0 |  | 0 | HOSPITAL | 2950 | 0 | 0 | 0 | 0 | 0 | 0 | 0 | 0 | 0 | 0 | 2012-11-01 | 1900-01-01 | 13 | [8 empty] | WARD 6 |  |  |  | 0 | 0 | [12 empty] | admin | 2024-12-12 14:25 |  | TERUMO | TE 331 | 1101000432 | WARD 6 |  |  | 1 | B | 1 |  | SUMMIT COMPANY (M) SDN BHD | SUMMIT COMPANY (M) SDN BHD | SE P100TE 33110 | JAPAN |  | PRINCIP ENGINEERING |  |  | 0 | 0 | 0 | 0 |  |  |  |  | 2011-11-15 | KPJ Ipoh Specialist Hospital | 1 | bar: JUN
1214 | H07B101214 | H07B101214 | 13217 | BEMS | B | - | ACT | C | H07 | BEMS | SYRINGE PUMP | SYRINGE PUMP | BA | WARD 6 | L03 | ISH/BE/01023 | 0 |  | 0 | HOSPITAL | 2950 | 0 | 0 | 0 | 0 | 0 | 0 | 0 | 0 | 0 | 0 | 2012-11-01 | 1900-01-01 | 13 | [8 empty] | WARD 6 |  |  |  | 0 | 0 | [12 empty] | admin | 2024-12-12 14:25 |  | TERUMO | TE 331 | 1101000433 | WARD 6 |  |  | 1 | B | 1 |  | SUMMIT COMPANY (M) SDN BHD | SUMMIT COMPANY (M) SDN BHD | SE P100TE 33110 | JAPAN |  | PRINCIP ENGINEERING |  |  | 0 | 0 | 0 | 0 |  |  |  |  | 2011-11-15 | KPJ Ipoh Specialist Hospital | 1 | bar: JUN
1215 | H07B101215 | H07B101215 | - | BEMS | B | - | ACT | N | H07 | BEMS | CAST SAW | CAST SAW | BA | WARD 6 | L03 | ISH/BE/01052 | 0 |  | 0 | HOSPITAL | 12000 | 0 | 0 | 0 | 0 | 0 | 0 | 0 | 0 | 0 | 0 | 2013-04-01 | 1900-01-01 | 12 | [8 empty] | WARD 6 |  |  |  | 0 | 0 | [12 empty] | admin | 2024-12-12 14:25 |  | OSCIMED | 2000 | 215001 | WARD 6 |  |  | 1 | B | 1 |  | ROBO MEIDIX ENTERPRISE | ROBO MEIDIX ENTERPRISE | STOR 96165 (FA) | USA |  | PRINCIP ENGINEERING |  |  | 0 | 0 | 0 | 0 |  |  |  |  | 2012-04-25 | KPJ Ipoh Specialist Hospital | 1 | bar: JUL
1216 | H07B101216 | H07B101216 | 16156 | BEMS | B | - | ACT | N | H07 | BEMS | ANEROID SPHYGMOMANOMETER (WITH TROLLEY) | ANEROID SPHYGMOMANOMETER (WITH TROLLEY) | BA | WARD 6 | L03 | ISH/BE/01169 | 0 |  | 0 | HOSPITAL | 880 | 0 | 0 | 0 | 0 | 0 | 0 | 0 | 0 | 0 | 0 | 2015-06-01 | 1900-01-01 | 10 | [8 empty] | WARD 6 |  |  |  | 0 | 0 | [12 empty] | admin | 2024-12-12 14:25 |  | WELCH ALLYN | 767 | 130723204926 | WARD 6 |  |  | 1 | B | 1 |  | LKL BEST ENTERPRISE | LKL BEST ENTERPRISE | STOR114045(FA) | GERMANY |  | PRINCIP ENGINEERING |  |  | 0 | 0 | 0 | 0 |  |  |  |  | 2014-06-09 | KPJ Ipoh Specialist Hospital | 1 | bar: DEC
1217 | H07B101217 | H07B101217 | 16156 | BEMS | B | - | ACT | N | H07 | BEMS | ANEROID SPHYGMOMANOMETER (WITH TROLLEY) | ANEROID SPHYGMOMANOMETER (WITH TROLLEY) | BA | WARD 6 | L03 | ISH/BE/01170 | 0 |  | 0 | HOSPITAL | 880 | 0 | 0 | 0 | 0 | 0 | 0 | 0 | 0 | 0 | 0 | 2015-06-01 | 1900-01-01 | 10 | [8 empty] | WARD 6 |  |  |  | 0 | 0 | [12 empty] | admin | 2024-12-12 14:25 |  | WELCH ALLYN | 767 | 130722163386 | WARD 6 |  |  | 1 | B | 1 |  | LKL BEST ENTERPRISE | LKL BEST ENTERPRISE | STOR114045(FA) | GERMANY |  | PRINCIP ENGINEERING |  |  | 0 | 0 | 0 | 0 |  |  |  |  | 2014-06-09 | KPJ Ipoh Specialist Hospital | 1 | bar: DEC
1218 | H07B101218 | H07B101218 | 13215 | BEMS | B | - | ACT | C | H07 | BEMS | INFUSION PUMP | INFUSION PUMP | BA | WARD 6 | L03 | ISH/BE/01520 | 0 |  | 0 | HOSPITAL | 4200 | 0 | 0 | 0 | 0 | 0 | 0 | 0 | 0 | 0 | 0 | 2019-07-01 | 1900-01-01 | 7 | [8 empty] | WARD 6 |  |  |  | 0 | 0 | [12 empty] | admin | 2024-12-12 14:25 |  | TERUMO | TE-135 | 1605000544 | WARD 6 |  |  | 1 | B | 1 |  | SUMMIT COMPANY (M) SDN BHD | SUMMIT COMPANY (M) SDN BHD | STOR | JAPAN |  | PRINCIP ENGINEERING |  |  | 0 | 0 | 0 | 0 |  |  |  |  | 2017-07-14 | KPJ Ipoh Specialist Hospital | 1 | bar: MAR
1219 | H07B101219 | H07B101219 | 13215 | BEMS | B | - | ACT | C | H07 | BEMS | INFUSION PUMP | INFUSION PUMP | BA | WARD 6 | L03 | ISH/BE/01521 | 0 |  | 0 | HOSPITAL | 4200 | 0 | 0 | 0 | 0 | 0 | 0 | 0 | 0 | 0 | 0 | 2019-07-01 | 1900-01-01 | 7 | [8 empty] | WARD 6 |  |  |  | 0 | 0 | [12 empty] | admin | 2024-12-12 14:25 |  | TERUMO | TE-135 | 1605000546 | WARD 6 |  |  | 1 | B | 1 |  | SUMMIT COMPANY (M) SDN BHD | SUMMIT COMPANY (M) SDN BHD | STOR | JAPAN |  | PRINCIP ENGINEERING |  |  | 0 | 0 | 0 | 0 |  |  |  |  | 2017-07-14 | KPJ Ipoh Specialist Hospital | 1 | bar: MAR
1220 | H07B101220 | H07B101220 | 13215 | BEMS | B | - | ACT | C | H07 | BEMS | INFUSION PUMP | INFUSION PUMP | BA | WARD 6 | L03 | ISH/BE/01678 | 0 |  | 0 | HOSPITAL | 4270 | 0 | 0 | 0 | 0 | 0 | 0 | 0 | 0 | 0 | 0 | 2024-04-12 | 1900-01-01 | 10 | [8 empty] | WARD 6 |  |  |  | 0 | 0 | [12 empty] | admin | 2024-12-12 14:25 |  | TERUMO | TE*LM730A02 | 2109012007 | WARD 6 |  |  | 1 | B | 1 |  | SUMMIT COMPANY (M) SDN BHD | SUMMIT COMPANY (M) SDN BHD |  | JAPAN |  | SUMMIT COMPANY (MALAYSIA) SDN BHD |  |  | 0 | 0 | 0 | 0 |  |  |  |  | 2022-04-13 | KPJ Ipoh Specialist Hospital | 1 | bar: NOV
1221 | H07B101221 | H07B101221 | 12636 | BEMS | B | - | ACT | C | H07 | BEMS | VITAL SIGN MONITOR | VITAL SIGN MONITOR | BA | WARD 6 | L03 | ISH/BE/01698 | 0 |  | 0 | HOSPITAL | 6800 | 0 | 0 | 0 | 0 | 0 | 0 | 0 | 0 | 0 | 0 | 2025-08-01 | 1900-01-01 | 2 | [8 empty] | WARD 6 |  |  |  | 0 | 0 | [12 empty] | admin | 2024-12-12 14:25 |  | MINDRAY | VS 8 | AS5-24001355 | WARD 6 |  |  | 1 | B | 1 |  | LIFETRONIC SDN BHD | LIFETRONIC SDN BHD | STOR 204531 | CHINA |  | LIFETRONIC SDN BHD |  |  | 0 | 0 | 0 | 0 |  |  |  |  | 2022-08-18 | KPJ Ipoh Specialist Hospital | 2 | bar: MAR; SEP
1222 | H07B101222 | H07B101222 | 13217 | BEMS | B | - | ACT | C | H07 | BEMS | SYRINGE PUMP | SYRINGE PUMP | BA | WARD 6 | L03 | ISH/BE/01714 | 0 |  | 0 | HOSPITAL | 3450 | 0 | 0 | 0 | 0 | 0 | 0 | 0 | 0 | 0 | 0 | 2024-08-01 | 1900-01-01 | 2 | [8 empty] | WARD 6 |  |  |  | 0 | 0 | [12 empty] | admin | 2024-12-12 14:25 |  | TERUMO | TE*SS730N02 | 2109012245 | WARD 6 |  |  | 1 | B | 1 |  | SUMMIT COMPANY (M) SDN BHD | SUMMIT COMPANY (M) SDN BHD | STOR 204569 | JAPAN |  | SUMMIT COMPANY (MALAYSIA) SDN BHD |  |  | 0 | 0 | 0 | 0 |  |  |  |  | 2022-08-30 | KPJ Ipoh Specialist Hospital | 1 | bar: JUL
1223 | H07B101223 | H07B101223 | 13460 | BEMS | B | - | ACT | N | H07 | BEMS | WEIGHING SCALES, CHAIR | WEIGHING SCALES, CHAIR | BA | WARD 6 | L03 | ISH/BE/01800 | 0 |  | 0 | HOSPITAL | 5350 | 0 | 0 | 0 | 0 | 0 | 0 | 0 | 0 | 0 | 0 |  | 1900-01-01 | 1 | [8 empty] | WARD 6 |  |  |  | 0 | 0 | [12 empty] | admin | 2024-12-12 14:25 |  | SECA | SECA 952 | 10000000946924 | WARD 6 |  |  | 1 | B | 1 |  | HARMONI JAYA | HARMONI JAYA | STOR 210131 | USA |  | HARMONY JAYA |  |  | 0 | 0 | 0 | 0 |  |  |  |  | 2023-04-14 | KPJ Ipoh Specialist Hospital | 1 | bar: MAY
1224 | H07B101224 | H07B101224 | 13215 | BEMS | B | - | ACT | C | H07 | BEMS | INFUSION PUMP | INFUSION PUMP | BA | WARD 6 | L03 | ISH/BE/01811 | 0 |  | 0 | HOSPITAL | 4730 | 0 | 0 | 0 | 0 | 0 | 0 | 0 | 0 | 0 | 0 | 2025-02-05 | 1900-01-01 | 1 | [8 empty] | WARD 6 |  |  |  | 0 | 0 | [12 empty] | admin | 2024-12-12 14:25 |  | TERUMO | TE*LM730A03 | 2003010031 | WARD 6 |  |  | 1 | B | 1 |  | SUMMIT COMPANY (MALAYSIA) SDN BHD | SUMMIT COMPANY (MALAYSIA) SDN BHD | STOR 211730 | JAPAN |  | SUMMIT COMPANY (MALAYSIA) SDN BHD |  |  | 0 | 0 | 0 | 0 |  |  |  |  | 2023-03-05 | KPJ Ipoh Specialist Hospital | 1 | bar: MAY
1225 | H07B101225 | H07B101225 | 13215 | BEMS | B | - | ACT | C | H07 | BEMS | INFUSION PUMP | INFUSION PUMP | BA | WARD 6 | L03 | ISH/BE/01812 | 0 |  | 0 | HOSPITAL | 4730 | 0 | 0 | 0 | 0 | 0 | 0 | 0 | 0 | 0 | 0 | 2025-02-05 | 1900-01-01 | 1 | [8 empty] | WARD 6 |  |  |  | 0 | 0 | [12 empty] | admin | 2024-12-12 14:25 |  | TERUMO | TE*LM730A03 | 2003010032 | WARD 6 |  |  | 1 | B | 1 |  | SUMMIT COMPANY (MALAYSIA) SDN BHD | SUMMIT COMPANY (MALAYSIA) SDN BHD | STOR 211730 | JAPAN |  | SUMMIT COMPANY (MALAYSIA) SDN BHD |  |  | 0 | 0 | 0 | 0 |  |  |  |  | 2023-03-05 | KPJ Ipoh Specialist Hospital | 1 | bar: MAY
1226 | H07B101226 | H07B101226 | 13217 | BEMS | B | - | ACT | C | H07 | BEMS | SYRINGE PUMP | SYRINGE PUMP | BA | WARD 6 | L03 | ISH/BE/01835 | 0 |  | 0 | HOSPITAL | 3680 | 0 | 0 | 0 | 0 | 0 | 0 | 0 | 0 | 0 | 0 | 2025-02-05 | 1900-01-01 | 1 | [8 empty] | WARD 6 |  |  |  | 0 | 0 | [12 empty] | admin | 2024-12-12 14:25 |  | TERUMO | TE*SS730N02 | 2111012056 | WARD 6 |  |  | 1 | B | 1 |  | SUMMIT COMPANY (MALAYSIA) SDN BHD | SUMMIT COMPANY (MALAYSIA) SDN BHD | STOR 211747 | JAPAN |  | SUMMIT COMPANY (MALAYSIA) SDN BHD |  |  | 0 | 0 | 0 | 0 |  |  |  |  | 2023-03-05 | KPJ Ipoh Specialist Hospital | 1 | bar: MAY
1227 | H07B101227 | H07B101227 | 12636 | BEMS | B | - | ACT | C | H07 | BEMS | VITAL SIGN MONITOR | VITAL SIGN MONITOR | BA | WARD 6 | L03 | ISH/BE/01944 | 0 |  | 0 | HOSPITAL | 6000 | 0 | 0 | 0 | 0 | 0 | 0 | 0 | 0 | 0 | 0 |  | 1900-01-01 | 1 | [8 empty] | WARD 6 |  |  |  | 0 | 0 | [12 empty] | admin | 2024-12-12 14:25 |  | NIHON KOHDEN | SVM-7260 | 01449 | WARD 6 |  |  | 1 | B | 1 |  | STAR MEDICAL SYSTEM (M) SDN BHD | STAR MEDICAL SYSTEM (M) SDN BHD |  | JAPAN |  | STAR MEDICAL SYSTEM (M) SDN BHD |  |  | 0 | 0 | 0 | 0 |  |  |  |  | 2023-10-26 | KPJ Ipoh Specialist Hospital | 2 | bar: APR; OCT
1228 | H07B101228 | H07B101228 | 12636 | BEMS | B | - | ACT | C | H07 | BEMS | VITAL SIGN MONITOR | VITAL SIGN MONITOR | BA | WARD 6 | L03 | ISH/BE/01945 | 0 |  | 0 | HOSPITAL | 6000 | 0 | 0 | 0 | 0 | 0 | 0 | 0 | 0 | 0 | 0 |  | 1900-01-01 | 1 | [8 empty] | WARD 6 |  |  |  | 0 | 0 | [12 empty] | admin | 2024-12-12 14:25 |  | NIHON KOHDEN | SVM-7260 | 01450 | WARD 6 |  |  | 1 | B | 1 |  | STAR MEDICAL SYSTEM (M) SDN BHD | STAR MEDICAL SYSTEM (M) SDN BHD |  | JAPAN |  | STAR MEDICAL SYSTEM (M) SDN BHD |  |  | 0 | 0 | 0 | 0 |  |  |  |  | 2023-10-26 | KPJ Ipoh Specialist Hospital | 2 | bar: APR; OCT
1229 | H07B101229 | H07B101229 | 12636 | BEMS | B | - | ACT | C | H07 | BEMS | VITAL SIGN MONITOR | VITAL SIGN MONITOR | BA | WARD 6 | L03 | ISH/BE/01999 | 0 |  | 0 | HOSPITAL | 6800 | 0 | 0 | 0 | 0 | 0 | 0 | 0 | 0 | 0 | 0 | 2026-05-07 | 1900-01-01 | 0 | [8 empty] | WARD 6 |  |  |  | 0 | 0 | [12 empty] | admin | 2024-12-12 14:25 |  | NIHON KOHDEN | SVM-7260 | 01671 | WARD 6 |  |  | 1 | B | 1 |  | STAR MEDICAL SYSTEMS (M) SDN BHD | STAR MEDICAL SYSTEMS (M) SDN BHD | STOR 224321 | JAPAN |  | STAR MEDICAL SYSTEM (M) SDN BHD |  |  | 0 | 0 | 0 | 0 |  |  |  |  | 2024-07-05 | KPJ Ipoh Specialist Hospital | 2 | bar: MAY; NOV
1230 | H07B101230 | H07B101230 | 12636 | BEMS | B | - | ACT | C | H07 | BEMS | VITAL SIGN MONITOR | VITAL SIGN MONITOR | BA | WARD 6 | L03 | ISH/BE/02000 | 0 |  | 0 | HOSPITAL | 6800 | 0 | 0 | 0 | 0 | 0 | 0 | 0 | 0 | 0 | 0 | 2026-05-08 | 1900-01-01 | 0 | [8 empty] | WARD 6 |  |  |  | 0 | 0 | [12 empty] | admin | 2024-12-12 14:25 |  | NIHON KOHDEN | SVM-7260 | 01672 | WARD 6 |  |  | 1 | B | 1 |  | STAR MEDICAL SYSTEMS (M) SDN BHD | STAR MEDICAL SYSTEMS (M) SDN BHD | STOR 224321 | JAPAN |  | STAR MEDICAL SYSTEM (M) SDN BHD |  |  | 0 | 0 | 0 | 0 |  |  |  |  | 2024-07-05 | KPJ Ipoh Specialist Hospital | 2 | bar: MAY; NOV
1231 | H07B101231 | H07B101231 | 17116 | BEMS | B | - | ACT | C | H07 | BEMS | DEFIBRILLATORS | DEFIBRILLATORS | BA | WARD 6 | L03 | ISH/BE/02015 | 0 |  | 0 | HOSPITAL | 24400 | 0 | 0 | 0 | 0 | 0 | 0 | 0 | 0 | 0 | 0 | 2025-05-19 | 1900-01-01 | 0 | [8 empty] | WARD 6 |  |  |  | 0 | 0 | [12 empty] | admin | 2024-12-12 14:25 |  | NIHON KOHDEN | TEC-5631 | 23772 | WARD 6 |  |  | 1 | B | 1 |  | STAR MEDICAL SYSTEM (M) SDN BHD | STAR MEDICAL SYSTEM (M) SDN BHD | STOR 224601 | JAPAN |  | STAR MEDICAL SYSTEM (M) SDN BHD |  |  | 0 | 0 | 0 | 0 |  |  |  |  | 2024-05-20 | KPJ Ipoh Specialist Hospital | 2 | bar: MAY; NOV
1232 | H07B101232 | H07B101232 | 11407 | BEMS | B | - | ACT | C | H07 | BEMS | ELECTROCARDIOGRAPH | ELECTROCARDIOGRAPH | BA | WARD 6 | L03 | ISH/BE/02063 | 0 |  | 0 | HOSPITAL | 22000 | 0 | 0 | 0 | 0 | 0 | 0 | 0 | 0 | 0 | 0 | 2027-09-19 | 1900-01-01 | 0 | [8 empty] | WARD 6 |  |  |  | 0 | 0 | [12 empty] | admin | 2024-12-12 14:25 |  | ADVANCED INSTRUMENTATIONS | ECG 12C | 361267-M24516040001 | WARD 6 |  |  | 1 | B | 1 |  | SUN MEDICAL SYSTEM SDN BHD | SUN MEDICAL SYSTEM SDN BHD | STOR 229261 | USA |  | SUN MEDICAL SYSTEM SDN. BHD |  |  | 0 | 0 | 0 | 0 |  |  |  |  | 2024-09-20 | KPJ Ipoh Specialist Hospital | 2 | bar: MAR; SEP
1233 | H07B101233 | H07B101233 | 13215 | BEMS | B | - | ACT | C | H07 | BEMS | INFUSION PUMP | INFUSION PUMP | BA | WARD 6 | L03 | ISH/BE/02099 | 0 |  | 0 | HOSPITAL | 4300 | 0 | 0 | 0 | 0 | 0 | 0 | 0 | 0 | 0 | 0 | 2026-11-25 | 1900-01-01 | 0 | [8 empty] | WARD 6 |  |  |  | 0 | 0 | [12 empty] | admin | 2024-12-12 14:25 |  | MEDCAPTAIN | HP-60 | 6012405000434 | WARD 6 |  |  | 1 | B | 1 |  | ONEHEART MEDIC MEDIC SDN BHD | ONEHEART MEDIC MEDIC SDN BHD | STOR 232823 (FA) | CHINA |  | ONEHEART MEDIC SDN BHD |  |  | 0 | 0 | 0 | 0 |  |  |  |  | 2024-11-26 | KPJ Ipoh Specialist Hospital | 2 | bar: MAY; NOV
1106 | H07B101106 | H07B101106 | 10208 | BEMS | B | - | ACT | C | H07 | BEMS | ASPIRATORS | ASPIRATORS | BA | WARD 6 | L02 | ISH/BE/01278 | 0 |  | 0 | HOSPITAL | 560 | 0 | 0 | 0 | 0 | 0 | 0 | 0 | 0 | 0 | 0 | 2015-06-01 | 1900-01-01 | 9 | [8 empty] | WARD 3 |  |  |  | 0 | 0 | [12 empty] | admin | 2024-12-12 14:25 |  | YUWELL | 7E-A | 7EA0196 | WARD 3 |  |  | 1 | B | 1 |  | HARMONI JAYA | HARMONI JAYA | STOR 123911(FA) | CHINA |  | PRINCIP ENGINEERING |  |  | 0 | 0 | 0 | 0 |  |  |  |  | 2015-06-26 | KPJ Ipoh Specialist Hospital | 1 | bar: JUL
1234 | H07B101234 | H07B101234 | 10208 | BEMS | B | - | ACT | C | H07 | BEMS | ASPIRATORS | ASPIRATORS | WAKAF | KWAN | GF | ISH/BE/00738 | 0 |  | 0 | HOSPITAL | 2400 | 0 | 0 | 0 | 0 | 0 | 0 | 0 | 0 | 0 | 0 | 2011-01-01 | 1900-01-01 | 14 | [8 empty] | KWAN |  |  |  | 0 | 0 | [12 empty] | admin | 2024-12-12 14:25 |  | N/A | TE-D | 9060081 |  |  |  | 1 | B | 1 |  | RITZ MEDICAL SUPPLIES | RITZ MEDICAL SUPPLIES | STOR077T07 | CHINA |  | PRIDE OUTLET SDN BHD |  |  | 0 | 0 | 0 | 0 |  |  |  |  | 2010-05-01 | KPJ Ipoh Specialist Hospital | 2 | bar: FEB; AUG
1235 | H07B101235 | H07B101235 | 13461 | BEMS | B | - | ACT | N | H07 | BEMS | WEIGHING SCALES | WEIGHING SCALES | WAKAF | KWAN | GF | ISH/BE/00739 | 0 |  | 0 | HOSPITAL | 2500 | 0 | 0 | 0 | 0 | 0 | 0 | 0 | 0 | 0 | 0 | 2011-01-01 | 1900-01-01 | 14 | [8 empty] | KWAN |  |  |  | 0 | 0 | [12 empty] | admin | 2024-12-12 14:25 |  | N/A | ZT-150A | 9110170 |  |  |  | 1 | B | 1 |  | RITZ MEDICAL SUPPLIES | RITZ MEDICAL SUPPLIES | SNG 077ZT-15007 | CHINA |  | PRIDE OUTLET SDN BHD |  |  | 0 | 0 | 0 | 0 |  |  |  |  | 2010-05-01 | KPJ Ipoh Specialist Hospital | 1 | bar: FEB
1236 | H07B101236 | H07B101236 | - | BEMS | B | - | ACT | C | H07 | BEMS | NEBULIZER | NEBULIZER | WAKAF | KWAN | GF | ISH/BE/00740 | 0 |  | 0 | HOSPITAL | 1300 | 0 | 0 | 0 | 0 | 0 | 0 | 0 | 0 | 0 | 0 | 2011-01-01 | 1900-01-01 | 14 | [8 empty] | KWAN |  |  |  | 0 | 0 | [12 empty] | admin | 2024-12-12 14:25 |  | N/A | 403B | N/A |  |  |  | 1 | B | 1 |  | RITZ MEDICAL SUPPLIES | RITZ MEDICAL SUPPLIES | SZER07740307 | CHINA |  | PRIDE OUTLET SDN BHD |  |  | 0 | 0 | 0 | 0 |  |  |  |  | 2010-05-01 | KPJ Ipoh Specialist Hospital | 1 | bar: FEB
1237 | H07B101237 | H07B101237 | 12276 | BEMS | B | - | ACT | N | H07 | BEMS | EXAMINATION LIGHT | EXAMINATION LIGHT | WAKAF | KWAN | GF | ISH/BE/00742 | 0 |  | 0 | HOSPITAL | 800 | 0 | 0 | 0 | 0 | 0 | 0 | 0 | 0 | 0 | 0 | 2011-01-01 | 1900-01-01 | 14 | [8 empty] | KWAN |  |  |  | 0 | 0 | [12 empty] | admin | 2024-12-12 14:25 |  | N/A | KD 201DA | N/A |  |  |  | 1 | B | 1 |  | RITZ MEDICAL SUPPLIES | RITZ MEDICAL SUPPLIES | SATI077KD 20107 | CHINA |  | PRIDE OUTLET SDN BHD |  |  | 0 | 0 | 0 | 0 |  |  |  |  | 2010-05-01 | KPJ Ipoh Specialist Hospital | 1 | bar: FEB
1238 | H07B101238 | H07B101238 | 11073 | BEMS | B | - | ACT | N | H07 | BEMS | NIBP MONITOR | NIBP MONITOR | BB | PUBLIC RELATION | L01 |  | 0 |  | 0 | HOSPITAL | 280 | 0 | 0 | 0 | 0 | 0 | 0 | 0 | 0 | 0 | 0 |  | 1900-01-01 | 14 | [8 empty] | PUBLIC RELATION |  |  |  | 0 | 0 | [12 empty] | admin | 2024-12-12 14:25 |  | OMRON | HEM-7121 | 20131203449VG |  |  |  | 1 | B | 1 |  | IPOH JAYA MEDIC ENTERPRISE | IPOH JAYA MEDIC ENTERPRISE |  | JAPAN |  | PRIDE OUTLET SDN BHD |  |  | 0 | 0 | 0 | 0 |  |  |  |  | 2012-02-27 | KPJ Ipoh Specialist Hospital | 1 | bar: APR
1239 | H07B101239 | H07B101239 | 11073 | BEMS | B | - | ACT | N | H07 | BEMS | NIBP MONITOR | NIBP MONITOR | BB | PUBLIC RELATION | L01 |  | 0 |  | 0 | HOSPITAL | 280 | 0 | 0 | 0 | 0 | 0 | 0 | 0 | 0 | 0 | 0 |  | 1900-01-01 | 14 | [8 empty] | PUBLIC RELATION |  |  |  | 0 | 0 | [12 empty] | admin | 2024-12-12 14:25 |  | OMRON | HEM-7121 | 20140507342VG |  |  |  | 1 | B | 1 |  | IPOH JAYA MEDIC ENTERPRISE | IPOH JAYA MEDIC ENTERPRISE |  | JAPAN |  | PRIDE OUTLET SDN BHD |  |  | 0 | 0 | 0 | 0 |  |  |  |  | 2012-02-27 | KPJ Ipoh Specialist Hospital | 1 | bar: APR
1240 | H07B101240 | H07B101240 | 11073 | BEMS | B | - | ACT | N | H07 | BEMS | NIBP MONITOR | NIBP MONITOR | BB | PUBLIC RELATION | L01 |  | 0 |  | 0 | HOSPITAL | 280 | 0 | 0 | 0 | 0 | 0 | 0 | 0 | 0 | 0 | 0 |  | 1900-01-01 | 14 | [8 empty] | PUBLIC RELATION |  |  |  | 0 | 0 | [12 empty] | admin | 2024-12-12 14:25 |  | OMRON | HEM-7111 | 20120103889VG |  |  |  | 1 | B | 1 |  | IPOH JAYA MEDIC ENTERPRISE | IPOH JAYA MEDIC ENTERPRISE |  | JAPAN |  | PRIDE OUTLET SDN BHD |  |  | 0 | 0 | 0 | 0 |  |  |  |  | 2012-02-27 | KPJ Ipoh Specialist Hospital | 1 | bar: APR
1241 | H07B101241 | H07B101241 | 11073 | BEMS | B | - | ACT | N | H07 | BEMS | NIBP MONITOR | NIBP MONITOR | BB | PUBLIC RELATION | L01 |  | 0 |  | 0 | HOSPITAL | 280 | 0 | 0 | 0 | 0 | 0 | 0 | 0 | 0 | 0 | 0 |  | 1900-01-01 | 14 | [8 empty] | PUBLIC RELATION |  |  |  | 0 | 0 | [12 empty] | admin | 2024-12-12 14:25 |  | OMRON | HEM-7051-C12 | 20090100829LF |  |  |  | 1 | B | 1 |  | IPOH JAYA MEDIC ENTERPRISE | IPOH JAYA MEDIC ENTERPRISE |  | JAPAN |  | PRIDE OUTLET SDN BHD |  |  | 0 | 0 | 0 | 0 |  |  |  |  | 2012-02-27 | KPJ Ipoh Specialist Hospital | 1 | bar: APR
1242 | H07B101242 | H07B101242 | 11073 | BEMS | B | - | ACT | N | H07 | BEMS | NIBP MONITOR | NIBP MONITOR | BB | PUBLIC RELATION | L01 |  | 0 |  | 0 | HOSPITAL | 280 | 0 | 0 | 0 | 0 | 0 | 0 | 0 | 0 | 0 | 0 |  | 1900-01-01 | 14 | [8 empty] | PUBLIC RELATION |  |  |  | 0 | 0 | [12 empty] | admin | 2024-12-12 14:25 |  | OMRON | HEM-7051-C12 | 20090102469LF |  |  |  | 1 | B | 1 |  | IPOH JAYA MEDIC ENTERPRISE | IPOH JAYA MEDIC ENTERPRISE |  | JAPAN |  | PRIDE OUTLET SDN BHD |  |  | 0 | 0 | 0 | 0 |  |  |  |  | 2012-02-27 | KPJ Ipoh Specialist Hospital | 1 | bar: APR
1243 | H07B101243 | H07B101243 | 11073 | BEMS | B | - | ACT | N | H07 | BEMS | NIBP MONITOR | NIBP MONITOR | BB | PUBLIC RELATION | L01 |  | 0 |  | 0 | HOSPITAL | 200 | 0 | 0 | 0 | 0 | 0 | 0 | 0 | 0 | 0 | 0 |  | 1900-01-01 | 9 | [8 empty] | PUBLIC RELATION |  |  |  | 0 | 0 | [12 empty] | admin | 2024-12-12 14:25 |  | AND | UA-621 | 5110701195 |  |  |  | 1 | B | 1 |  | IPOH JAYA MEDIC ENTERPRISE | IPOH JAYA MEDIC ENTERPRISE |  | JAPAN |  | PRIDE OUTLET SDN BHD |  |  | 0 | 0 | 0 | 0 |  |  |  |  | 2012-02-27 | KPJ Ipoh Specialist Hospital | 1 | bar: APR
1244 | H07B101244 | H07B101244 | 13461 | BEMS | B | - | ACT | N | H07 | BEMS | WEIGHING SCALES | WEIGHING SCALES | BB | PUBLIC RELATION | L01 | ISH/BE/01042 | 0 |  | 0 | HOSPITAL | 3350 | 0 | 0 | 0 | 0 | 0 | 0 | 0 | 0 | 0 | 0 | 2012-02-01 | 1900-01-01 | 12 | [8 empty] | PUBLIC RELATION |  |  |  | 0 | 0 | [12 empty] | admin | 2024-12-12 14:25 |  | SECA | 376 | 376 |  |  |  | 1 | B | 1 |  | IPOH JAYA MEDIC ENTERPRISE | IPOH JAYA MEDIC ENTERPRISE | STOR 94809 | GERMANY |  | PRINCIP ENGINEERING |  |  | 0 | 0 | 0 | 0 |  |  |  |  | 2012-02-27 | KPJ Ipoh Specialist Hospital | 1 | bar: APR
1245 | H07B101245 | H07B101245 | 13461 | BEMS | B | - | ACT | N | H07 | BEMS | WEIGHING SCALES | WEIGHING SCALES | BB | PUBLIC RELATION | L01 | ISH/BE/02036 | 0 |  | 0 | HOSPITAL | 3600 | 0 | 0 | 0 | 0 | 0 | 0 | 0 | 0 | 0 | 0 | 2029-08-25 | 1900-01-01 | 0 | [8 empty] | PUBLIC RELATION |  |  |  | 0 | 0 | [12 empty] | admin | 2024-12-12 14:25 |  | MARSDEN | M-125 | 22401321 |  |  |  | 1 | B | 1 |  | SUP100026 | PRINCIP ENGINEERING | STOR 229912 (FA) | UK |  | PRINCIP ENGINEERING |  |  | 0 | 0 | 0 | 0 |  |  |  |  | 2024-08-26 | KPJ Ipoh Specialist Hospital | 1 | bar: AUG
1246 | H07B101246 | H07B101246 | 17203 | BEMS | B | - | ACT | C | H07 | BEMS | ULTRASOUND | ULTRASOUND | BB | DR KALIDASAN CLINIC | L01 | ISH/BE/01977 | 0 |  | 0 | HOSPITAL | 149000 | 0 | 0 | 0 | 0 | 0 | 0 | 0 | 0 | 0 | 0 | 2027-03-08 | 1900-01-01 | 10 | [8 empty] | DR KALIDASAN CLINIC |  |  |  | 0 | 0 | [12 empty] | admin | 2024-12-12 14:25 |  | SIUI | APOGEE 5300 | 14118183032 |  |  |  | 1 | B | 1 |  | STAR MEDICAL SYSTEM (M) SDN BHD | STAR MEDICAL SYSTEM (M) SDN BHD | STOR 223450 (FA) | CHINA |  | STAR MEDICAL SYSTEM (M) SDN BHD |  |  | 0 | 0 | 0 | 0 |  |  |  |  | 2024-03-07 | KPJ Ipoh Specialist Hospital | 2 | bar: MAR; SEP
1247 | H07B101247 | H07B101247 | - | BEMS | B | - | ACT | C | H07 | BEMS | UROFLOW | UROFLOW | BB | DR KALIDASAN CLINIC | L01 | ISH/BE/01514 | 0 |  | 0 | HOSPITAL | 36000 | 0 | 0 | 0 | 0 | 0 | 0 | 0 | 0 | 0 | 0 | 2018-04-01 | 1900-01-01 | 6 | [8 empty] | DR KALIDASAN CLINIC |  |  |  | 0 | 0 | [12 empty] | admin | 2024-12-12 14:25 |  | LABORIE MEDICAL | UROCAP 4 | UCIVL-17020473 |  |  |  | 1 | B | 1 |  | MKS MEDIC SDN BHD | MKS MEDIC SDN BHD | STOR 142417 (FA) |  |  | MKS MEDIC SDN BHD |  |  | 0 | 0 | 0 | 0 |  |  |  |  | 2017-04-21 | KPJ Ipoh Specialist Hospital | 1 | bar: MAY
1248 | H07B101248 | H07B101248 | 11073 | BEMS | B | - | ACT | N | H07 | BEMS | NIBP MONITOR | NIBP MONITOR | B | MARKETING SERVICES | L01 |  | 0 |  | 0 | HOSPITAL | 250 | 0 | 0 | 0 | 0 | 0 | 0 | 0 | 0 | 0 | 0 |  | 1900-01-01 | 11 | [8 empty] | MARKETING SERVICES |  |  |  | 0 | 0 | [12 empty] | admin | 2024-12-12 14:25 |  | OMRON | HEM-7011-C1 | 20090100988LF |  |  |  | 1 | B | 1 |  | IPOH JAYA MEDIC ENTERPRISE | IPOH JAYA MEDIC ENTERPRISE |  | JAPAN |  | PRIDE OUTLET SDN BHD |  |  | 0 | 0 | 0 | 0 |  |  |  |  | 2012-02-22 | KPJ Ipoh Specialist Hospital | 1 | bar: APR
1249 | H07B101249 | H07B101249 | 11073 | BEMS | B | - | ACT | N | H07 | BEMS | NIBP MONITOR | NIBP MONITOR | B | MARKETING SERVICES | L02 |  | 0 |  | 0 | HOSPITAL | 250 | 0 | 0 | 0 | 0 | 0 | 0 | 0 | 0 | 0 | 0 |  | 1900-01-01 | 0 | [8 empty] | MARKETING SERVICES |  |  |  | 0 | 0 | [12 empty] | admin | 2024-12-12 14:25 |  | OMRON | HEM-7011-C1 | 20090100982LF |  |  |  | 1 | B | 1 |  |  |  |  | JAPAN |  | PRIDE OUTLET SDN BHD |  |  | 0 | 0 | 0 | 0 | [5 empty] | KPJ Ipoh Specialist Hospital | 1 | bar: APR
1250 | H07B101250 | H07B101250 | 12636 | BEMS | B | - | ACT | C | H07 | BEMS | VITAL SIGN MONITOR | VITAL SIGN MONITOR | BB | OBSERVATION WARD | L05 | ISH/BE/01215 | 0 |  | 0 | HOSPITAL | 5500 | 0 | 0 | 0 | 0 | 0 | 0 | 0 | 0 | 0 | 0 | 2016-01-01 | 1900-01-01 | 8 | [8 empty] | OBSERVATION WARD |  |  |  | 0 | 0 | [12 empty] | admin | 2024-12-12 14:25 |  | ADVANCED INST, US | VSM300-NS | 302041-M14C12370001 |  |  |  | 1 | B | 1 |  | UWC HEALTHCARE SDN BHD | UWC HEALTHCARE SDN BHD | STOR 119068(FA) | USA |  | PRINCIP ENGINEERING |  |  | 0 | 0 | 0 | 0 |  |  |  |  | 2015-01-19 | KPJ Ipoh Specialist Hospital | 2 | bar: JAN; JUL
1254 | H07B200004 | H07B200004 | - | BEMS | B | - | ACT | C | H07 | BEMS | DISTORTION PRODUCT OTO ACOUSTIC EMISSION | DISTORTION PRODUCT OTO ACOUSTIC EMISSION | BB | DIAGNOSTIC CENTRE | L01 | ISH/BE/01576 | 0 |  | 0 | HOSPITAL | 22500 | 0 | 0 | 0 | 0 | 0 | 0 | 0 | 0 | 0 | 0 | 2019-08-01 | 1900-01-01 | 6 | [8 empty] | DIAGNOSTIC CENTRE |  |  |  | 0 | 0 | [12 empty] | admin | 2024-12-12 14:25 |  | GRASON STADLER | GS1 CORTI | G1104725 |  |  |  | 1 | B | 0 |  | MKS MEDIC SDN BHD | MKS MEDIC SDN BHD |  | USA |  | MKS MEDIC SDN BHD |  |  | 0 | 0 | 0 | 0 |  |  |  |  | 2018-08-08 | KPJ Ipoh Specialist Hospital | 1 | bar: JUN

## Sheet3
No. | Asset No | Group Code/UMDNS | Service | Trade | System Code | Status | Critical Factor | Hospital | Work Group | Short Description | Long Description | Block/Building | Asset Location | Floor/Level | Permanent ID | Parent Flag/ID | Parent ID | Barcode Print Count | Asset Owner | Asset Cost | MTD Labor Cost | MTD Material Cost | MTD Contract Cost | YTD Labor Cost | YTD Material Cost | YTD Contract Cost | LTD Labor Cost | LTD Material Cost | LTD Contract Cost | Residual Value | Warranty End Date | Purchase Date | Expected Life (Year) | Labor Account | Material Account | Contract Type | Room Code | Space Code | Space Type | Space Use | Space Category | User Area/Dept | Asset Number File | UDF Text 7 | Space Restriction | J.I. Inspected | Varchar10 | Total Size (m2) | Total Area (ft) | Roll up Size (SF) | MFA(D) | IGA | UDF Date1 | UDF Date2 | UDF Date3 | UDF Date4 | UDF Date5 | UDF Note1 | Warranty Notes | Created By | Created Date | Assigned To | Manufacturer/Brand | Model Number | Serial No | Department Description | Asset BI Description | Asset BM Description | Asset Equipment? | Trade | With Schedule Maintenance | Asset Number File | Supplier | Supplier Name | PO/LOA Number | Manufacturer Country | Country of Origin | Sevice Vendor | Warranty Type | Warranty Terms | Varchar19 | Varchar20 | Varchar21 | Varchar22 | Warranty Start Date | UDF Date7 | Manufactured Date | PO Date | T&&C Date | Hospital Name | FREQ | JAN | FEB | MAR | APR | MAY | JUN | JUL | AUG | SEP | OCT | NOV | DEC | Last PPM Date | Next PPM Date
59 | H07B100059 | 13215 | BEMS | B | - | ACT | C | H07 | BEMS | INFUSION PUMP | INFUSION PUMP | BA | ICU | L01 | ISH/BE/01305 | 0 |  | 0 | HOSPITAL | 3650 | 0 | 0 | 0 | 0 | 0 | 0 | 0 | 0 | 0 | 0 | 2017-11-01 | 1900-01-01 | 9 | [8 empty] | ICU |  |  |  | 0 | 0 | [12 empty] | admin | 2024-12-12 14:25 |  | TERUMO | TE-LM700 | 1501012016 | INTENSIVE CARE UNIT SERVICES |  |  | 1 | B | 1 |  | SUMMIT COMPANY (M) SDN BHD | SUMMIT COMPANY (M) SDN BHD |  | JAPAN |  | PRINCIP ENGINEERING |  |  | 0 | 0 | 0 | 0 |  |  |  |  | 2015-11-16 | KPJ Ipoh Specialist Hospital | 1 | [12 empty] | 2025-01-01 | 2026-01-01 | bar: JAN
379 | H07B100379 | 13961 | BEMS | B | - | ACT | C | H07 | BEMS | OPERATING TABLE | OPERATING TABLE | BA | OT | L01 | ISH/BE/00537 | 0 |  | 0 | HOSPITAL | 110000 | 0 | 0 | 0 | 0 | 0 | 0 | 0 | 0 | 0 | 0 |  | 1900-01-01 | 19 | [8 empty] | OT |  |  |  | 0 | 0 | [12 empty] | admin | 2024-12-12 14:25 |  | ESCHMANN | TM | TM 376 | OPERATION THEATRE |  |  | 1 | B | 1 |  | ANTAH SRI RADIN SDN BHD | ANTAH SRI RADIN SDN BHD |  | UK |  | ANTAH SRI RADIN SDN BHD |  |  | 0 | 0 | 0 | 0 |  |  |  |  | 2005-06-03 | KPJ Ipoh Specialist Hospital | 1 | [12 empty] | 2025-01-01 | 2026-01-01 | bar: JAN
511 | H07B100511 | 11073 | BEMS | B | - | ACT | N | H07 | BEMS | NIBP MONITOR | NIBP MONITOR | BA | A&E | GF | ISH/BE/00693 | 0 |  | 0 | HOSPITAL | 3500 | 0 | 0 | 0 | 0 | 0 | 0 | 0 | 0 | 0 | 0 | 2010-08-01 | 1900-01-01 | 15 | [8 empty] | A&E |  |  |  | 0 | 0 | [12 empty] | admin | 2024-12-12 14:25 |  | OMRON | HEM-907 | 20080900172AF | ACCIDENT & EMERGENCY SERVICES |  |  | 1 | B | 1 |  | IPOH JAYA MEDIC ENTERPRISE | IPOH JAYA MEDIC ENTERPRISE |  | JAPAN |  | PRINCIP ENGINEERING |  |  | 0 | 0 | 0 | 0 |  |  |  |  | 2009-03-08 | KPJ Ipoh Specialist Hospital | 1 | [12 empty] | 2025-01-01 | 2026-01-01 | bar: JAN
586 | H07B100586 | 16749 | BEMS | B | - | ACT | C | H07 | BEMS | ACTIVATED CLOTTING TIME ANALYZER | ACTIVATED CLOTTING TIME ANALYZER | BA | CAOT | L01 | ISH/BE/01612 | 0 |  | 0 | HOSPITAL | 0 | 0 | 0 | 0 | 0 | 0 | 0 | 0 | 0 | 0 | 0 |  | 1900-01-01 | 0 | [8 empty] | CAOT |  |  |  | 0 | 0 | [12 empty] | admin | 2024-12-12 14:25 |  | HELENA LABORATORIES | ACTALYKE MINI 2 | 612003702 |  |  |  | 1 | B | 1 |  | INFINITY HEALTHCARE SDN BH | INFINITY HEALTHCARE SDN BH |  |  |  | INFINITY HEALTHCARE SDN BHD |  |  | 0 | 0 | 0 | 0 |  |  |  |  | 2019-07-11 | KPJ Ipoh Specialist Hospital | 1 | [12 empty] | 2025-01-01 | 2026-01-01 | bar: JAN
860 | H07B100860 | 17203 | BEMS | B | - | ACT | C | H07 | BEMS | VIDEO NASO-PHARYNGO-LARYNGOSCOPE | VIDEO NASO-PHARYNGO-LARYNGOSCOPE | BB | DR TAN KENG LU | L01 | ISH/BE/01586 | 0 |  | 0 | HOSPITAL | 130000 | 0 | 0 | 0 | 0 | 0 | 0 | 0 | 0 | 0 | 0 | 2021-01-01 | 1900-01-01 | 5 | [8 empty] | DR TAN KENG LU |  |  |  | 0 | 0 | [12 empty] | admin | 2024-12-12 14:25 |  | PENTAX | VNL9-CP | 18NA29D |  |  |  | 1 | B | 1 |  | EVOMEDIC SDN BHD | EVOMEDIC SDN BHD | STOR 166451 | JAPAN |  | EVOMEDIC SDN HD |  |  | 0 | 0 | 0 | 0 |  |  |  |  | 2019-01-31 | KPJ Ipoh Specialist Hospital | 1 | [12 empty] | 2025-01-01 | 2026-01-01 | bar: JAN
918 | H07B100918 | - | BEMS | B | - | ACT | C | H07 | BEMS | IR LAMP NON LUMINIOUS | IR LAMP NON LUMINIOUS | BA | PHYSIOTHERAPY | GF | ISH/BE/01960 | 0 |  | 0 | HOSPITAL | 15000 | 0 | 0 | 0 | 0 | 0 | 0 | 0 | 0 | 0 | 0 | 2024-12-10 | 1900-01-01 | 1 | [8 empty] | PHYSIOTHERAPY |  |  |  | 0 | 0 | [12 empty] | admin | 2024-12-12 14:25 |  | VERRE & QUARTZ | 4003/2N | 23082908 |  |  |  | 1 | B | 1 |  | EL SHAF RIZQI SOLUTIONS | EL SHAF RIZQI SOLUTIONS | STOR 218379 | FRANCE |  | EL SHAF RIZQI SOLUTIONS |  |  | 0 | 0 | 0 | 0 |  |  |  |  | 2023-11-12 | KPJ Ipoh Specialist Hospital | 1 | [12 empty] | 2025-01-01 | 2026-01-01 | bar: JAN
922 | H07B100922 | - | BEMS | B | - | ACT | C | H07 | BEMS | MOTOMED MUVI | MOTOMED MUVI | BA | PHYSIOTHERAPY | GF | ISH/BE/01964 | 0 |  | 0 | HOSPITAL | 43000 | 0 | 0 | 0 | 0 | 0 | 0 | 0 | 0 | 0 | 0 |  | 1900-01-01 | 0 | [8 empty] | PHYSIOTHERAPY |  |  |  | 0 | 0 | [12 empty] | admin | 2024-12-12 14:25 |  | RECK-THECNIK GMBH & CO.KG | 300 | 149-VM3-000505 |  |  |  | 1 | B | 1 |  | SUP100018 | IDS MEDICAL SYSTEM (M) SDN BHD | STOR 220538 | USA |  | IDS MEDICAL SYSTEMS (M) SDN BHD |  |  | 0 | 0 | 0 | 0 |  |  |  |  | 2024-01-23 | KPJ Ipoh Specialist Hospital | 1 | [12 empty] | 2025-01-01 | 2026-01-01 | bar: JAN
45 | H07B100045 | 13215 | BEMS | B | - | ACT | C | H07 | BEMS | INFUSION PUMP | INFUSION PUMP | BA | ICU | L01 | ISH/BE/00362 | 0 |  | 0 | HOSPITAL | 2950 | 0 | 0 | 0 | 0 | 0 | 0 | 0 | 0 | 0 | 0 |  | 1900-01-01 | 20 | [8 empty] | ICU |  |  |  | 0 | 0 | [12 empty] | admin | 2024-12-12 14:25 |  | TERUMO | TE 112 | O3110201 | INTENSIVE CARE UNIT SERVICES |  |  | 1 | B | 1 |  | HOSPIMETRIX SDN BHD | HOSPIMETRIX SDN BHD |  | JAPAN |  | PRINCIP ENGINEERING |  |  | 0 | 0 | 0 | 0 |  |  |  |  | 2004-03-19 | KPJ Ipoh Specialist Hospital | 1 | [12 empty] | 2025-02-01 | 2026-02-01 | bar: FEB
46 | H07B100046 | 13217 | BEMS | B | - | ACT | C | H07 | BEMS | SYRINGE PUMP | SYRINGE PUMP | BA | ICU | L01 | ISH/BE/00361 | 0 |  | 0 | HOSPITAL | 4200 | 0 | 0 | 0 | 0 | 0 | 0 | 0 | 0 | 0 | 0 |  | 1900-01-01 | 19 | [8 empty] | ICU |  |  |  | 0 | 0 | [12 empty] | admin | 2024-12-12 14:25 |  | TERUMO | TE 332 | O3020013 | INTENSIVE CARE UNIT SERVICES |  |  | 1 | B | 1 |  | JEBSEN & JESSEN TECHNOLOGY SDN BHD | JEBSEN & JESSEN TECHNOLOGY SDN BHD |  | JAPAN |  | PRINCIP ENGINEERING |  |  | 0 | 0 | 0 | 0 |  |  |  |  | 2005-01-14 | KPJ Ipoh Specialist Hospital | 1 | [12 empty] | 2025-02-01 | 2026-02-01 | bar: FEB
52 | H07B100052 | 13215 | BEMS | B | - | ACT | C | H07 | BEMS | INFUSION PUMP | INFUSION PUMP | BA | ICU | L01 | ISH/BE/00924 | 0 |  | 0 | HOSPITAL | 3500 | 0 | 0 | 0 | 0 | 0 | 0 | 0 | 0 | 0 | 0 | 2012-01-01 | 1900-01-01 | 13 | [8 empty] | ICU |  |  |  | 0 | 0 | [12 empty] | admin | 2024-12-12 14:25 |  | B.BRAUN | 8712212 | 65710 | INTENSIVE CARE UNIT SERVICES |  |  | 1 | B | 1 |  | B.BRAUN MEDICAL SUPPLIES SDN BHD | B.BRAUN MEDICAL SUPPLIES SDN BHD |  | GERMANY |  | PRINCIP ENGINEERING |  |  | 0 | 0 | 0 | 0 |  |  |  |  | 2011-12-01 | KPJ Ipoh Specialist Hospital | 1 | [12 empty] | 2025-02-01 | 2026-02-01 | bar: FEB
57 | H07B100057 | 13215 | BEMS | B | - | ACT | C | H07 | BEMS | INFUSION PUMP | INFUSION PUMP | BA | ICU | L01 | ISH/BE/01303 | 0 |  | 0 | HOSPITAL | 3650 | 0 | 0 | 0 | 0 | 0 | 0 | 0 | 0 | 0 | 0 | 2017-11-01 | 1900-01-01 | 9 | [8 empty] | ICU |  |  |  | 0 | 0 | [12 empty] | admin | 2024-12-12 14:25 |  | TERUMO | TE-LM700 | 1501012029 | INTENSIVE CARE UNIT SERVICES |  |  | 1 | B | 1 |  | SUMMIT COMPANY (M) SDN BHD | SUMMIT COMPANY (M) SDN BHD |  | JAPAN |  | PRINCIP ENGINEERING |  |  | 0 | 0 | 0 | 0 |  |  |  |  | 2015-11-16 | KPJ Ipoh Specialist Hospital | 1 | [12 empty] | 2025-02-01 | 2026-02-01 | bar: FEB
58 | H07B100058 | 13215 | BEMS | B | - | ACT | C | H07 | BEMS | INFUSION PUMP | INFUSION PUMP | BA | ICU | L01 | ISH/BE/01304 | 0 |  | 0 | HOSPITAL | 3650 | 0 | 0 | 0 | 0 | 0 | 0 | 0 | 0 | 0 | 0 | 2017-11-01 | 1900-01-01 | 9 | [8 empty] | ICU |  |  |  | 0 | 0 | [12 empty] | admin | 2024-12-12 14:25 |  | TERUMO | TE-LM700 | 1501012019 | INTENSIVE CARE UNIT SERVICES |  |  | 1 | B | 1 |  | SUMMIT COMPANY (M) SDN BHD | SUMMIT COMPANY (M) SDN BHD |  | JAPAN |  | PRINCIP ENGINEERING |  |  | 0 | 0 | 0 | 0 |  |  |  |  | 2015-11-16 | KPJ Ipoh Specialist Hospital | 1 | [12 empty] | 2025-02-01 | 2026-02-01 | bar: FEB
60 | H07B100060 | 13215 | BEMS | B | - | ACT | C | H07 | BEMS | INFUSION PUMP | INFUSION PUMP | BA | ICU | L01 | ISH/BE/01306 | 0 |  | 0 | HOSPITAL | 3650 | 0 | 0 | 0 | 0 | 0 | 0 | 0 | 0 | 0 | 0 | 2017-11-01 | 1900-01-01 | 9 | [8 empty] | ICU |  |  |  | 0 | 0 | [12 empty] | admin | 2024-12-12 14:25 |  | TERUMO | TE-LM700 | 1501012020 | INTENSIVE CARE UNIT SERVICES |  |  | 1 | B | 1 |  | SUMMIT COMPANY (M) SDN BHD | SUMMIT COMPANY (M) SDN BHD |  | JAPAN |  | PRINCIP ENGINEERING |  |  | 0 | 0 | 0 | 0 |  |  |  |  | 2015-11-16 | KPJ Ipoh Specialist Hospital | 1 | [12 empty] | 2025-02-01 | 2026-02-01 | bar: FEB
63 | H07B100063 | 13215 | BEMS | B | - | ACT | C | H07 | BEMS | INFUSION PUMP | INFUSION PUMP | BA | ICU | L01 | ISH/BE/01309 | 0 |  | 0 | HOSPITAL | 3650 | 0 | 0 | 0 | 0 | 0 | 0 | 0 | 0 | 0 | 0 | 2017-11-01 | 1900-01-01 | 9 | [8 empty] | ICU |  |  |  | 0 | 0 | [12 empty] | admin | 2024-12-12 14:25 |  | TERUMO | TE-LM700 | 13001010002 | INTENSIVE CARE UNIT SERVICES |  |  | 1 | B | 1 |  | SUMMIT COMPANY (M) SDN BHD | SUMMIT COMPANY (M) SDN BHD |  | JAPAN |  | PRINCIP ENGINEERING |  |  | 0 | 0 | 0 | 0 |  |  |  |  | 2015-11-16 | KPJ Ipoh Specialist Hospital | 1 | [12 empty] | 2025-02-01 | 2026-02-01 | bar: FEB
64 | H07B100064 | 13215 | BEMS | B | - | ACT | C | H07 | BEMS | INFUSION PUMP | INFUSION PUMP | BA | ICU | L01 | ISH/BE/01310 | 0 |  | 0 | HOSPITAL | 3650 | 0 | 0 | 0 | 0 | 0 | 0 | 0 | 0 | 0 | 0 | 2017-11-01 | 1900-01-01 | 9 | [8 empty] | ICU |  |  |  | 0 | 0 | [12 empty] | admin | 2024-12-12 14:25 |  | TERUMO | TE-LM700 | 1501012030 | INTENSIVE CARE UNIT SERVICES |  |  | 1 | B | 1 |  | SUMMIT COMPANY (M) SDN BHD | SUMMIT COMPANY (M) SDN BHD |  | JAPAN |  | PRINCIP ENGINEERING |  |  | 0 | 0 | 0 | 0 |  |  |  |  | 2015-11-16 | KPJ Ipoh Specialist Hospital | 1 | [12 empty] | 2025-02-01 | 2026-02-01 | bar: FEB
65 | H07B100065 | 13215 | BEMS | B | - | ACT | C | H07 | BEMS | INFUSION PUMP | INFUSION PUMP | BA | ICU | L01 | ISH/BE/01311 | 0 |  | 0 | HOSPITAL | 3650 | 0 | 0 | 0 | 0 | 0 | 0 | 0 | 0 | 0 | 0 | 2017-11-01 | 1900-01-01 | 9 | [8 empty] | ICU |  |  |  | 0 | 0 | [12 empty] | admin | 2024-12-12 14:25 |  | TERUMO | TE-LM700 | 13001010001 | INTENSIVE CARE UNIT SERVICES |  |  | 1 | B | 1 |  | SUMMIT COMPANY (M) SDN BHD | SUMMIT COMPANY (M) SDN BHD |  | JAPAN |  | PRINCIP ENGINEERING |  |  | 0 | 0 | 0 | 0 |  |  |  |  | 2015-11-16 | KPJ Ipoh Specialist Hospital | 1 | [12 empty] | 2025-02-01 | 2026-02-01 | bar: FEB
66 | H07B100066 | 13217 | BEMS | B | - | ACT | C | H07 | BEMS | SYRINGE PUMP | SYRINGE PUMP | BA | ICU | L01 | ISH/BE/01328 | 0 |  | 0 | HOSPITAL | 5850 | 0 | 0 | 0 | 0 | 0 | 0 | 0 | 0 | 0 | 0 | 2018-02-01 | 1900-01-01 | 8 | [8 empty] | ICU |  |  |  | 0 | 0 | [12 empty] | admin | 2024-12-12 14:25 |  | TERUMO | TE*SS800N02 | 1301010782 | INTENSIVE CARE UNIT SERVICES |  |  | 1 | B | 1 |  | SUMMIT COMPANY (M) SDN BHD | SUMMIT COMPANY (M) SDN BHD | STOR 127052 | JAPAN |  | PRINCIP ENGINEERING |  |  | 0 | 0 | 0 | 0 |  |  |  |  | 2016-02-24 | KPJ Ipoh Specialist Hospital | 1 | [12 empty] | 2025-02-01 | 2026-02-01 | bar: FEB
73 | H07B100073 | 13217 | BEMS | B | - | ACT | C | H07 | BEMS | SYRINGE PUMP | SYRINGE PUMP | BA | ICU | L01 | ISH/BE/01335 | 0 |  | 0 | HOSPITAL | 5850 | 0 | 0 | 0 | 0 | 0 | 0 | 0 | 0 | 0 | 0 | 2018-02-01 | 1900-01-01 | 8 | [8 empty] | ICU |  |  |  | 0 | 0 | [12 empty] | admin | 2024-12-12 14:25 |  | TERUMO | TE*SS800N02 | 1512010007 | INTENSIVE CARE UNIT SERVICES |  |  | 1 | B | 1 |  | SUMMIT COMPANY (M) SDN BHD | SUMMIT COMPANY (M) SDN BHD | STOR 127052 | JAPAN |  | PRINCIP ENGINEERING |  |  | 0 | 0 | 0 | 0 |  |  |  |  | 2016-02-24 | KPJ Ipoh Specialist Hospital | 1 | [12 empty] | 2025-02-01 | 2026-02-01 | bar: FEB
92 | H07B100092 | - | BEMS | B | - | ACT | N | H07 | BEMS | PUMP STATION | PUMP STATION | BA | ICU | L01 | ISH/BE/01354 | 0 |  | 0 | HOSPITAL | 3500 | 0 | 0 | 0 | 0 | 0 | 0 | 0 | 0 | 0 | 0 | 2018-02-01 | 1900-01-01 | 8 | [8 empty] | ICU |  |  |  | 0 | 0 | [12 empty] | admin | 2024-12-12 14:25 |  | TERUMO | TE*RS700N | 1211010005 | INTENSIVE CARE UNIT SERVICES |  |  | 1 | B | 1 |  | SUMMIT COMPANY (M) SDN BHD | SUMMIT COMPANY (M) SDN BHD | STOR 127052 | JAPAN |  | BEMS ISH |  |  | 0 | 0 | 0 | 0 |  |  |  |  | 2016-02-24 | KPJ Ipoh Specialist Hospital | 1 | [12 empty] | 2025-02-01 | 2026-02-01 | bar: FEB
93 | H07B100093 | - | BEMS | B | - | ACT | N | H07 | BEMS | PUMP STATION | PUMP STATION | BA | ICU | L01 | ISH/BE/01355 | 0 |  | 0 | HOSPITAL | 3500 | 0 | 0 | 0 | 0 | 0 | 0 | 0 | 0 | 0 | 0 | 2018-02-01 | 1900-01-01 | 8 | [8 empty] | ICU |  |  |  | 0 | 0 | [12 empty] | admin | 2024-12-12 14:25 |  | TERUMO | TE*RS700N | 1211010006 | INTENSIVE CARE UNIT SERVICES |  |  | 1 | B | 1 |  | SUMMIT COMPANY (M) SDN BHD | SUMMIT COMPANY (M) SDN BHD | STOR 127052 | JAPAN |  | BEMS ISH |  |  | 0 | 0 | 0 | 0 |  |  |  |  | 2016-02-24 | KPJ Ipoh Specialist Hospital | 1 | [12 empty] | 2025-02-01 | 2026-02-01 | bar: FEB
94 | H07B100094 | - | BEMS | B | - | ACT | N | H07 | BEMS | PUMP STATION | PUMP STATION | BA | ICU | L01 | ISH/BE/01356 | 0 |  | 0 | HOSPITAL | 3500 | 0 | 0 | 0 | 0 | 0 | 0 | 0 | 0 | 0 | 0 | 2018-02-01 | 1900-01-01 | 8 | [8 empty] | ICU |  |  |  | 0 | 0 | [12 empty] | admin | 2024-12-12 14:25 |  | TERUMO | TE*RS700N | 1211010007 | INTENSIVE CARE UNIT SERVICES |  |  | 1 | B | 1 |  | SUMMIT COMPANY (M) SDN BHD | SUMMIT COMPANY (M) SDN BHD | STOR 127052 | JAPAN |  | BEMS ISH |  |  | 0 | 0 | 0 | 0 |  |  |  |  | 2016-02-24 | KPJ Ipoh Specialist Hospital | 1 | [12 empty] | 2025-02-01 | 2026-02-01 | bar: FEB
95 | H07B100095 | - | BEMS | B | - | ACT | N | H07 | BEMS | PUMP STATION | PUMP STATION | BA | ICU | L01 | ISH/BE/01357 | 0 |  | 0 | HOSPITAL | 3500 | 0 | 0 | 0 | 0 | 0 | 0 | 0 | 0 | 0 | 0 | 2018-02-01 | 1900-01-01 | 8 | [8 empty] | ICU |  |  |  | 0 | 0 | [12 empty] | admin | 2024-12-12 14:25 |  | TERUMO | TE*RS700N | 1403010043 | INTENSIVE CARE UNIT SERVICES |  |  | 1 | B | 1 |  | SUMMIT COMPANY (M) SDN BHD | SUMMIT COMPANY (M) SDN BHD | STOR 127052 | JAPAN |  | BEMS ISH |  |  | 0 | 0 | 0 | 0 |  |  |  |  | 2016-02-24 | KPJ Ipoh Specialist Hospital | 1 | [12 empty] | 2025-02-01 | 2026-02-01 | bar: FEB
96 | H07B100096 | - | BEMS | B | - | ACT | N | H07 | BEMS | PUMP STATION | PUMP STATION | BA | ICU | L01 | ISH/BE/01358 | 0 |  | 0 | HOSPITAL | 3500 | 0 | 0 | 0 | 0 | 0 | 0 | 0 | 0 | 0 | 0 | 2018-02-01 | 1900-01-01 | 8 | [8 empty] | ICU |  |  |  | 0 | 0 | [12 empty] | admin | 2024-12-12 14:25 |  | TERUMO | TE*RS700N | 1403010041 | INTENSIVE CARE UNIT SERVICES |  |  | 1 | B | 1 |  | SUMMIT COMPANY (M) SDN BHD | SUMMIT COMPANY (M) SDN BHD | STOR 127052 | JAPAN |  | BEMS ISH |  |  | 0 | 0 | 0 | 0 |  |  |  |  | 2016-02-24 | KPJ Ipoh Specialist Hospital | 1 | [12 empty] | 2025-02-01 | 2026-02-01 | bar: FEB
97 | H07B100097 | - | BEMS | B | - | ACT | N | H07 | BEMS | PUMP STATION | PUMP STATION | BA | ICU | L01 | ISH/BE/01359 | 0 |  | 0 | HOSPITAL | 3500 | 0 | 0 | 0 | 0 | 0 | 0 | 0 | 0 | 0 | 0 | 2018-02-01 | 1900-01-01 | 8 | [8 empty] | ICU |  |  |  | 0 | 0 | [12 empty] | admin | 2024-12-12 14:25 |  | TERUMO | TE*RS700N | 1403010042 | INTENSIVE CARE UNIT SERVICES |  |  | 1 | B | 1 |  | SUMMIT COMPANY (M) SDN BHD | SUMMIT COMPANY (M) SDN BHD | STOR 127052 | JAPAN |  | BEMS ISH |  |  | 0 | 0 | 0 | 0 |  |  |  |  | 2016-02-24 | KPJ Ipoh Specialist Hospital | 1 | [12 empty] | 2025-02-01 | 2026-02-01 | bar: FEB
98 | H07B100098 | - | BEMS | B | - | ACT | N | H07 | BEMS | PUMP STATION | PUMP STATION | BA | ICU | L01 | ISH/BE/01360 | 0 |  | 0 | HOSPITAL | 3500 | 0 | 0 | 0 | 0 | 0 | 0 | 0 | 0 | 0 | 0 | 2018-02-01 | 1900-01-01 | 8 | [8 empty] | ICU |  |  |  | 0 | 0 | [12 empty] | admin | 2024-12-12 14:25 |  | TERUMO | TE*RS700N | 1301010018 | INTENSIVE CARE UNIT SERVICES |  |  | 1 | B | 1 |  | SUMMIT COMPANY (M) SDN BHD | SUMMIT COMPANY (M) SDN BHD | STOR 127052 | JAPAN |  | BEMS ISH |  |  | 0 | 0 | 0 | 0 |  |  |  |  | 2016-02-24 | KPJ Ipoh Specialist Hospital | 1 | [12 empty] | 2025-02-01 | 2026-02-01 | bar: FEB
99 | H07B100099 | - | BEMS | B | - | ACT | N | H07 | BEMS | PUMP STATION (WITH COM MODULE) | PUMP STATION (WITH COM MODULE) | BA | ICU | L01 | ISH/BE/01361 | 0 |  | 0 | HOSPITAL | 3500 | 0 | 0 | 0 | 0 | 0 | 0 | 0 | 0 | 0 | 0 | 2018-02-01 | 1900-01-01 | 8 | [8 empty] | ICU |  |  |  | 0 | 0 | [12 empty] | admin | 2024-12-12 14:25 |  | TERUMO | TE*RS800N | 1208010053 | INTENSIVE CARE UNIT SERVICES |  |  | 1 | B | 1 |  | SUMMIT COMPANY (M) SDN BHD | SUMMIT COMPANY (M) SDN BHD | STOR 127052 | JAPAN |  | BEMS ISH |  |  | 0 | 0 | 0 | 0 |  |  |  |  | 2016-02-24 | KPJ Ipoh Specialist Hospital | 1 | [12 empty] | 2025-02-01 | 2026-02-01 | bar: FEB
100 | H07B100100 | - | BEMS | B | - | ACT | N | H07 | BEMS | PUMP STATION (WITH COM MODULE) | PUMP STATION (WITH COM MODULE) | BA | ICU | L01 | ISH/BE/01362 | 0 |  | 0 | HOSPITAL | 3500 | 0 | 0 | 0 | 0 | 0 | 0 | 0 | 0 | 0 | 0 | 2018-02-01 | 1900-01-01 | 8 | [8 empty] | ICU |  |  |  | 0 | 0 | [12 empty] | admin | 2024-12-12 14:25 |  | TERUMO | TE*RS800N | 1211010004 | INTENSIVE CARE UNIT SERVICES |  |  | 1 | B | 1 |  | SUMMIT COMPANY (M) SDN BHD | SUMMIT COMPANY (M) SDN BHD | STOR 127052 | JAPAN |  | BEMS ISH |  |  | 0 | 0 | 0 | 0 |  |  |  |  | 2016-02-24 | KPJ Ipoh Specialist Hospital | 1 | [12 empty] | 2025-02-01 | 2026-02-01 | bar: FEB
102 | H07B100102 | 16749 | BEMS | B | - | ACT | C | H07 | BEMS | ACTIVATED CLOTTING TIME ANALYZER | ACTIVATED CLOTTING TIME ANALYZER | BA | ICU | L01 | ISH/BE/00382 | 0 |  | 0 | HOSPITAL | 20000 | 0 | 0 | 0 | 0 | 0 | 0 | 0 | 0 | 0 | 0 |  | 1900-01-01 | 18 | [8 empty] | ICU |  |  |  | 0 | 0 | [12 empty] | admin | 2024-12-12 14:25 |  | ACT | 5752 | 620309406 | INTENSIVE CARE UNIT SERVICES |  |  | 1 | B | 1 |  | UG MEDICAL SERVICES SDN.BHD | UG MEDICAL SERVICES SDN.BHD |  | USA |  | BEMS ISH |  |  | 0 | 0 | 0 | 0 |  |  |  |  | 2006-02-08 | KPJ Ipoh Specialist Hospital | 1 | [12 empty] | 2025-02-01 | 2026-02-01 | bar: FEB
120 | H07B100120 | 12330 | BEMS | B | - | ACT | N | H07 | BEMS | PATIENT LIFTER | PATIENT LIFTER | BA | ICU | L01 | ISH/BE/01599 | 0 |  | 0 | HOSPITAL | 0 | 0 | 0 | 0 | 0 | 0 | 0 | 0 | 0 | 0 | 0 |  | 1900-01-01 | 5 | [8 empty] | ICU |  |  |  | 0 | 0 | [12 empty] | admin | 2024-12-12 14:25 |  | HANDICARE | CARINA 350 | 661102325 | INTENSIVE CARE UNIT SERVICES |  |  | 1 | B | 1 |  | MEDIKA SUPPLIES SDN BHD | MEDIKA SUPPLIES SDN BHD |  | CHINA |  | PRINCIP ENGINEERING |  |  | 0 | 0 | 0 | 0 |  |  |  |  | 2019-07-23 | KPJ Ipoh Specialist Hospital | 1 | [12 empty] | 2025-02-01 | 2026-02-01 | bar: FEB
121 | H07B100121 | 15645 | BEMS | B | - | ACT | N | H07 | BEMS | HUMIDIFIER WITH INTEGRATED FLOW | HUMIDIFIER WITH INTEGRATED FLOW | BA | ICU | L01 | ISH/BE/01609 | 0 |  | 0 | HOSPITAL | 20710 | 0 | 0 | 0 | 0 | 0 | 0 | 0 | 0 | 0 | 0 | 2022-02-01 | 1900-01-01 | 4 | [8 empty] | ICU |  |  |  | 0 | 0 | [12 empty] | admin | 2024-12-12 14:25 |  | FISHER & PAYKEL | AIRVO 2 | 191203107398 | INTENSIVE CARE UNIT SERVICES |  |  | 1 | B | 1 |  | SUP100023 | DAYA CERGAS (M) SDN BHD | STOR 180654 | NEW ZEALAND |  | DAYA CERGAS (M) SDN BHD |  |  | 0 | 0 | 0 | 0 |  |  |  |  | 2020-12-03 | KPJ Ipoh Specialist Hospital | 1 | [12 empty] | 2025-02-01 | 2026-02-01 | bar: FEB
151 | H07B100151 | 13215 | BEMS | B | - | ACT | C | H07 | BEMS | INFUSION PUMP | INFUSION PUMP | BA | HDU | L02 | ISH/BE/01621 | 0 |  | 0 | HOSPITAL | 0 | 0 | 0 | 0 | 0 | 0 | 0 | 0 | 0 | 0 | 0 |  | 1900-01-01 | 4 | [8 empty] | HDU |  |  |  | 0 | 0 | [12 empty] | admin | 2024-12-12 14:25 |  | TERUMO | TELM730A02 | 2003010051 | HIGH DEPENDENCY UNIT |  |  | 1 | B | 1 |  | SUMMIT COMPANY (M) SDN BHD | SUMMIT COMPANY (M) SDN BHD |  | JAPAN |  | SUMMIT COMPANY (MALAYSIA) SDN BHD |  |  | 0 | 0 | 0 | 0 |  |  |  |  | 2020-12-03 | KPJ Ipoh Specialist Hospital | 1 | [12 empty] | 2025-02-01 | 2026-02-01 | bar: FEB
152 | H07B100152 | 13215 | BEMS | B | - | ACT | C | H07 | BEMS | INFUSION PUMP | INFUSION PUMP | BA | HDU | L02 | ISH/BE/01622 | 0 |  | 0 | HOSPITAL | 0 | 0 | 0 | 0 | 0 | 0 | 0 | 0 | 0 | 0 | 0 |  | 1900-01-01 | 4 | [8 empty] | HDU |  |  |  | 0 | 0 | [12 empty] | admin | 2024-12-12 14:25 |  | TERUMO | TELM730A02 | 2003010052 | HIGH DEPENDENCY UNIT |  |  | 1 | B | 1 |  | SUMMIT COMPANY (M) SDN BHD | SUMMIT COMPANY (M) SDN BHD |  | JAPAN |  | SUMMIT COMPANY (MALAYSIA) SDN BHD |  |  | 0 | 0 | 0 | 0 |  |  |  |  | 2020-12-03 | KPJ Ipoh Specialist Hospital | 1 | [12 empty] | 2025-02-01 | 2026-02-01 | bar: FEB
153 | H07B100153 | 13215 | BEMS | B | - | ACT | C | H07 | BEMS | INFUSION PUMP | INFUSION PUMP | BA | HDU | L02 | ISH/BE/01623 | 0 |  | 0 | HOSPITAL | 0 | 0 | 0 | 0 | 0 | 0 | 0 | 0 | 0 | 0 | 0 |  | 1900-01-01 | 4 | [8 empty] | HDU |  |  |  | 0 | 0 | [12 empty] | admin | 2024-12-12 14:25 |  | TERUMO | TELM730A02 | 2003010053 | HIGH DEPENDENCY UNIT |  |  | 1 | B | 1 |  | SUMMIT COMPANY (M) SDN BHD | SUMMIT COMPANY (M) SDN BHD |  | JAPAN |  | SUMMIT COMPANY (MALAYSIA) SDN BHD |  |  | 0 | 0 | 0 | 0 |  |  |  |  | 2020-12-03 | KPJ Ipoh Specialist Hospital | 1 | [12 empty] | 2025-02-01 | 2026-02-01 | bar: FEB
154 | H07B100154 | 13215 | BEMS | B | - | ACT | C | H07 | BEMS | INFUSION PUMP | INFUSION PUMP | BA | HDU | L02 | ISH/BE/01624 | 0 |  | 0 | HOSPITAL | 0 | 0 | 0 | 0 | 0 | 0 | 0 | 0 | 0 | 0 | 0 |  | 1900-01-01 | 4 | [8 empty] | HDU |  |  |  | 0 | 0 | [12 empty] | admin | 2024-12-12 14:25 |  | TERUMO | TELM730A02 | 2008010011 | HIGH DEPENDENCY UNIT |  |  | 1 | B | 1 |  | SUMMIT COMPANY (M) SDN BHD | SUMMIT COMPANY (M) SDN BHD |  | JAPAN |  | SUMMIT COMPANY (MALAYSIA) SDN BHD |  |  | 0 | 0 | 0 | 0 |  |  |  |  | 2020-12-03 | KPJ Ipoh Specialist Hospital | 1 | [12 empty] | 2025-02-01 | 2026-02-01 | bar: FEB
155 | H07B100155 | 13215 | BEMS | B | - | ACT | C | H07 | BEMS | INFUSION PUMP | INFUSION PUMP | BA | HDU | L02 | ISH/BE/01625 | 0 |  | 0 | HOSPITAL | 0 | 0 | 0 | 0 | 0 | 0 | 0 | 0 | 0 | 0 | 0 |  | 1900-01-01 | 4 | [8 empty] | HDU |  |  |  | 0 | 0 | [12 empty] | admin | 2024-12-12 14:25 |  | TERUMO | TELM730A02 | 2008010012 | HIGH DEPENDENCY UNIT |  |  | 1 | B | 1 |  | SUMMIT COMPANY (M) SDN BHD | SUMMIT COMPANY (M) SDN BHD |  | JAPAN |  | SUMMIT COMPANY (MALAYSIA) SDN BHD |  |  | 0 | 0 | 0 | 0 |  |  |  |  | 2020-12-03 | KPJ Ipoh Specialist Hospital | 1 | [12 empty] | 2025-02-01 | 2026-02-01 | bar: FEB
156 | H07B100156 | 13215 | BEMS | B | - | ACT | C | H07 | BEMS | INFUSION PUMP | INFUSION PUMP | BA | HDU | L02 | ISH/BE/01626 | 0 |  | 0 | HOSPITAL | 0 | 0 | 0 | 0 | 0 | 0 | 0 | 0 | 0 | 0 | 0 |  | 1900-01-01 | 4 | [8 empty] | HDU |  |  |  | 0 | 0 | [12 empty] | admin | 2024-12-12 14:25 |  | TERUMO | TELM730A02 | 2008010013 | HIGH DEPENDENCY UNIT |  |  | 1 | B | 1 |  | SUMMIT COMPANY (M) SDN BHD | SUMMIT COMPANY (M) SDN BHD |  | JAPAN |  | SUMMIT COMPANY (MALAYSIA) SDN BHD |  |  | 0 | 0 | 0 | 0 |  |  |  |  | 2020-12-03 | KPJ Ipoh Specialist Hospital | 1 | [12 empty] | 2025-02-01 | 2026-02-01 | bar: FEB
157 | H07B100157 | 13217 | BEMS | B | - | ACT | C | H07 | BEMS | SYRINGE PUMP | SYRINGE PUMP | BA | HDU | L02 | ISH/BE/01627 | 0 |  | 0 | HOSPITAL | 0 | 0 | 0 | 0 | 0 | 0 | 0 | 0 | 0 | 0 | 0 |  | 1900-01-01 | 4 | [8 empty] | HDU |  |  |  | 0 | 0 | [12 empty] | admin | 2024-12-12 14:25 |  | TERUMO | TESS730N02 | 2007010013 | HIGH DEPENDENCY UNIT |  |  | 1 | B | 1 |  | SUMMIT COMPANY (M) SDN BHD | SUMMIT COMPANY (M) SDN BHD |  | JAPAN |  | SUMMIT COMPANY (MALAYSIA) SDN BHD |  |  | 0 | 0 | 0 | 0 |  |  |  |  | 2020-12-03 | KPJ Ipoh Specialist Hospital | 1 | [12 empty] | 2025-02-01 | 2026-02-01 | bar: FEB
158 | H07B100158 | 13217 | BEMS | B | - | ACT | C | H07 | BEMS | SYRINGE PUMP | SYRINGE PUMP | BA | HDU | L02 | ISH/BE/01628 | 0 |  | 0 | HOSPITAL | 0 | 0 | 0 | 0 | 0 | 0 | 0 | 0 | 0 | 0 | 0 |  | 1900-01-01 | 4 | [8 empty] | HDU |  |  |  | 0 | 0 | [12 empty] | admin | 2024-12-12 14:25 |  | TERUMO | TESS730N02 | 2007010014 | HIGH DEPENDENCY UNIT |  |  | 1 | B | 1 |  | SUMMIT COMPANY (M) SDN BHD | SUMMIT COMPANY (M) SDN BHD |  | JAPAN |  | SUMMIT COMPANY (MALAYSIA) SDN BHD |  |  | 0 | 0 | 0 | 0 |  |  |  |  | 2020-12-03 | KPJ Ipoh Specialist Hospital | 1 | [12 empty] | 2025-02-01 | 2026-02-01 | bar: FEB
159 | H07B100159 | 13217 | BEMS | B | - | ACT | C | H07 | BEMS | SYRINGE PUMP | SYRINGE PUMP | BA | HDU | L02 | ISH/BE/01629 | 0 |  | 0 | HOSPITAL | 0 | 0 | 0 | 0 | 0 | 0 | 0 | 0 | 0 | 0 | 0 |  | 1900-01-01 | 4 | [8 empty] | HDU |  |  |  | 0 | 0 | [12 empty] | admin | 2024-12-12 14:25 |  | TERUMO | TESS730N02 | 2007010015 | HIGH DEPENDENCY UNIT |  |  | 1 | B | 1 |  | SUMMIT COMPANY (M) SDN BHD | SUMMIT COMPANY (M) SDN BHD |  | JAPAN |  | SUMMIT COMPANY (MALAYSIA) SDN BHD |  |  | 0 | 0 | 0 | 0 |  |  |  |  | 2020-12-03 | KPJ Ipoh Specialist Hospital | 1 | [12 empty] | 2025-02-01 | 2026-02-01 | bar: FEB
160 | H07B100160 | 13217 | BEMS | B | - | ACT | C | H07 | BEMS | SYRINGE PUMP | SYRINGE PUMP | BA | HDU | L02 | ISH/BE/01630 | 0 |  | 0 | HOSPITAL | 0 | 0 | 0 | 0 | 0 | 0 | 0 | 0 | 0 | 0 | 0 |  | 1900-01-01 | 4 | [8 empty] | HDU |  |  |  | 0 | 0 | [12 empty] | admin | 2024-12-12 14:25 |  | TERUMO | TESS730N02 | 2007010016 | HIGH DEPENDENCY UNIT |  |  | 1 | B | 1 |  | SUMMIT COMPANY (M) SDN BHD | SUMMIT COMPANY (M) SDN BHD |  | JAPAN |  | SUMMIT COMPANY (MALAYSIA) SDN BHD |  |  | 0 | 0 | 0 | 0 |  |  |  |  | 2020-12-03 | KPJ Ipoh Specialist Hospital | 1 | [12 empty] | 2025-02-01 | 2026-02-01 | bar: FEB
161 | H07B100161 | 13217 | BEMS | B | - | ACT | C | H07 | BEMS | SYRINGE PUMP | SYRINGE PUMP | BA | HDU | L02 | ISH/BE/01631 | 0 |  | 0 | HOSPITAL | 0 | 0 | 0 | 0 | 0 | 0 | 0 | 0 | 0 | 0 | 0 |  | 1900-01-01 | 4 | [8 empty] | HDU |  |  |  | 0 | 0 | [12 empty] | admin | 2024-12-12 14:25 |  | TERUMO | TESS730N02 | 2007010017 | HIGH DEPENDENCY UNIT |  |  | 1 | B | 1 |  | SUMMIT COMPANY (M) SDN BHD | SUMMIT COMPANY (M) SDN BHD |  | JAPAN |  | SUMMIT COMPANY (MALAYSIA) SDN BHD |  |  | 0 | 0 | 0 | 0 |  |  |  |  | 2020-12-03 | KPJ Ipoh Specialist Hospital | 1 | [12 empty] | 2025-02-01 | 2026-02-01 | bar: FEB
162 | H07B100162 | 13217 | BEMS | B | - | ACT | C | H07 | BEMS | SYRINGE PUMP | SYRINGE PUMP | BA | HDU | L02 | ISH/BE/01632 | 0 |  | 0 | HOSPITAL | 0 | 0 | 0 | 0 | 0 | 0 | 0 | 0 | 0 | 0 | 0 |  | 1900-01-01 | 4 | [8 empty] | HDU |  |  |  | 0 | 0 | [12 empty] | admin | 2024-12-12 14:25 |  | TERUMO | TESS730N02 | 2007010018 | HIGH DEPENDENCY UNIT |  |  | 1 | B | 1 |  | SUMMIT COMPANY (M) SDN BHD | SUMMIT COMPANY (M) SDN BHD |  | JAPAN |  | SUMMIT COMPANY (MALAYSIA) SDN BHD |  |  | 0 | 0 | 0 | 0 |  |  |  |  | 2020-12-03 | KPJ Ipoh Specialist Hospital | 1 | [12 empty] | 2025-02-01 | 2026-02-01 | bar: FEB
214 | H07B100214 | 13217 | BEMS | B | - | ACT | C | H07 | BEMS | SYRINGE PUMP | SYRINGE PUMP | BA | NICU | L01 | ISH/BE/01637 | 0 |  | 0 | HOSPITAL | 4250 | 0 | 0 | 0 | 0 | 0 | 0 | 0 | 0 | 0 | 0 |  | 1900-01-01 | 4 | [8 empty] | NICU |  |  |  | 0 | 0 | [12 empty] | admin | 2024-12-12 14:25 |  | TERUMO | TESS730N02 | 2007010020 | NICU |  |  | 1 | B | 1 |  | SUMMIT COMPANY (M) SDN BHD | SUMMIT COMPANY (M) SDN BHD |  | JAPAN |  | SUMMIT COMPANY (MALAYSIA) SDN BHD |  |  | 0 | 0 | 0 | 0 |  |  |  |  | 2020-12-03 | KPJ Ipoh Specialist Hospital | 1 | [12 empty] | 2025-02-01 | 2026-02-01 | bar: FEB
215 | H07B100215 | 13217 | BEMS | B | - | ACT | C | H07 | BEMS | SYRINGE PUMP | SYRINGE PUMP | BA | NICU | L01 | ISH/BE/01638 | 0 |  | 0 | HOSPITAL | 4250 | 0 | 0 | 0 | 0 | 0 | 0 | 0 | 0 | 0 | 0 |  | 1900-01-01 | 4 | [8 empty] | NICU |  |  |  | 0 | 0 | [12 empty] | admin | 2024-12-12 14:25 |  | TERUMO | TESS730N02 | 2007010019 | NICU |  |  | 1 | B | 1 |  | SUMMIT COMPANY (M) SDN BHD | SUMMIT COMPANY (M) SDN BHD |  | JAPAN |  | SUMMIT COMPANY (MALAYSIA) SDN BHD |  |  | 0 | 0 | 0 | 0 |  |  |  |  | 2020-12-03 | KPJ Ipoh Specialist Hospital | 1 | [12 empty] | 2025-02-01 | 2026-02-01 | bar: FEB
216 | H07B100216 | 13217 | BEMS | B | - | ACT | C | H07 | BEMS | SYRINGE PUMP | SYRINGE PUMP | BA | NICU | L01 | ISH/BE/01639 | 0 |  | 0 | HOSPITAL | 4250 | 0 | 0 | 0 | 0 | 0 | 0 | 0 | 0 | 0 | 0 |  | 1900-01-01 | 4 | [8 empty] | NICU |  |  |  | 0 | 0 | [12 empty] | admin | 2024-12-12 14:25 |  | TERUMO | TESS730N02 | 2007010021 | NICU |  |  | 1 | B | 1 |  | SUMMIT COMPANY (M) SDN BHD | SUMMIT COMPANY (M) SDN BHD |  | JAPAN |  | SUMMIT COMPANY (MALAYSIA) SDN BHD |  |  | 0 | 0 | 0 | 0 |  |  |  |  | 2020-12-03 | KPJ Ipoh Specialist Hospital | 1 | [12 empty] | 2025-02-01 | 2026-02-01 | bar: FEB
217 | H07B100217 | 13217 | BEMS | B | - | ACT | C | H07 | BEMS | SYRINGE PUMP | SYRINGE PUMP | BA | NICU | L01 | ISH/BE/01640 | 0 |  | 0 | HOSPITAL | 4250 | 0 | 0 | 0 | 0 | 0 | 0 | 0 | 0 | 0 | 0 |  | 1900-01-01 | 4 | [8 empty] | NICU |  |  |  | 0 | 0 | [12 empty] | admin | 2024-12-12 14:25 |  | TERUMO | TESS730N02 | 2007010022 | NICU |  |  | 1 | B | 1 |  | SUMMIT COMPANY (M) SDN BHD | SUMMIT COMPANY (M) SDN BHD |  | JAPAN |  | SUMMIT COMPANY (MALAYSIA) SDN BHD |  |  | 0 | 0 | 0 | 0 |  |  |  |  | 2020-12-03 | KPJ Ipoh Specialist Hospital | 1 | [12 empty] | 2025-02-01 | 2026-02-01 | bar: FEB
262 | H07B100262 | 10540 | BEMS | B | - | ACT | N | H07 | BEMS | WARMING CABINET | WARMING CABINET | BA | OT | L01 | ISH/BE/00439 | 0 |  | 0 | HOSPITAL | 28000 | 0 | 0 | 0 | 0 | 0 | 0 | 0 | 0 | 0 | 0 |  | 1900-01-01 | 21 | [8 empty] | OT |  |  |  | 0 | 0 | [12 empty] | admin | 2024-12-12 14:25 |  | MALMED | FM78A0083100CE | 100206161 | OPERATION THEATRE |  |  | 1 | B | 1 |  | ANTAH SRI RADIN SDN BHD | ANTAH SRI RADIN SDN BHD |  | UK |  | PRINCIP ENGINEERING |  |  | 0 | 0 | 0 | 0 |  |  |  |  | 2003-02-28 | KPJ Ipoh Specialist Hospital | 1 | [12 empty] | 2025-02-01 | 2026-02-01 | bar: FEB
315 | H07B100315 | 11490 | BEMS | B | - | ACT | C | H07 | BEMS | ELECTROSURGICAL UNITS | ELECTROSURGICAL UNITS | BA | OT | L01 | ISH/BE/01589 | 0 |  | 0 | HOSPITAL | 40000 | 0 | 0 | 0 | 0 | 0 | 0 | 0 | 0 | 0 | 0 | 2021-03-01 | 1900-01-01 | 5 | [8 empty] | OT |  |  |  | 0 | 0 | [12 empty] | admin | 2024-12-12 14:25 |  | OLYMPUS | ESG 400 | WB91051WB004722 | OPERATION THEATRE |  |  | 1 | B | 1 |  | OLYMPUS (M) SDN BHD | OLYMPUS (M) SDN BHD | STOR 169056 | JAPAN |  | OLYMPUS (M) SDN BHD |  |  | 0 | 0 | 0 | 0 |  |  |  |  | 2019-03-21 | KPJ Ipoh Specialist Hospital | 1 | [12 empty] | 2025-02-01 | 2026-02-01 | bar: FEB
317 | H07B100317 | 11490 | BEMS | B | - | ACT | C | H07 | BEMS | ELECTROSURGICAL UNITS | ELECTROSURGICAL UNITS | BA | OT | L01 | ISH/BE/01608 | 0 |  | 0 | HOSPITAL | 115620 | 0 | 0 | 0 | 0 | 0 | 0 | 0 | 0 | 0 | 0 | 2022-01-01 | 1900-01-01 | 4 | [8 empty] | OT |  |  |  | 0 | 0 | [12 empty] | admin | 2024-12-12 14:25 |  | OLYMPUS | SPL-SR | CG1318 | OPERATION THEATRE |  |  | 1 | B | 1 |  | OLYMPUS (M) SDN BHD | OLYMPUS (M) SDN BHD | STOR 178982 | GERMANY |  | OLYMPUS (M) SDN BHD |  |  | 0 | 0 | 0 | 0 |  |  |  |  | 2020-02-06 | KPJ Ipoh Specialist Hospital | 1 | [12 empty] | 2025-02-01 | 2026-02-01 | bar: FEB
329 | H07B100329 | 10208 | BEMS | B | - | ACT | C | H07 | BEMS | ASPIRATORS | ASPIRATORS | BA | OT | L01 | ISH/BE/00953 | 0 |  | 0 | HOSPITAL | 13650 | 0 | 0 | 0 | 0 | 0 | 0 | 0 | 0 | 0 | 0 | 2012-03-01 | 1900-01-01 | 13 | [8 empty] | OT |  |  |  | 0 | 0 | [12 empty] | admin | 2024-12-12 14:25 |  | ESCHMANN | VP 45 | 1037 | OPERATION THEATRE |  |  | 1 | B | 1 |  | ANTAH SRI RADIN SDN BHD | ANTAH SRI RADIN SDN BHD |  | UK |  | PRINCIP ENGINEERING |  |  | 0 | 0 | 0 | 0 |  |  |  |  | 2011-03-16 | KPJ Ipoh Specialist Hospital | 1 | [12 empty] | 2025-02-01 | 2026-02-01 | bar: FEB
519 | H07B100519 | 10208 | BEMS | B | - | ACT | C | H07 | BEMS | ASPIRATORS | ASPIRATORS | BA | A&E | GF | ISH/BE/00960 | 0 |  | 0 | HOSPITAL | 1200 | 0 | 0 | 0 | 0 | 0 | 0 | 0 | 0 | 0 | 0 | 2012-03-01 | 1900-01-01 | 13 | [8 empty] | A&E |  |  |  | 0 | 0 | [12 empty] | admin | 2024-12-12 14:25 |  | MERIDIEN | 7E-D | 00002 | ACCIDENT & EMERGENCY SERVICES |  |  | 1 | B | 1 |  | IPOH JAYA MEDIC ENTERPRISE | IPOH JAYA MEDIC ENTERPRISE |  | CHINA |  | PRINCIP ENGINEERING |  |  | 0 | 0 | 0 | 0 |  |  |  |  | 2011-03-25 | KPJ Ipoh Specialist Hospital | 1 | [12 empty] | 2025-02-01 | 2026-02-01 | bar: FEB
536 | H07B100536 | 13461 | BEMS | B | - | ACT | N | H07 | BEMS | WEIGHING SCALES | WEIGHING SCALES | BA | A&E | GF | ISH/BE/01721 | 0 |  | 0 | HOSPITAL | 5500 | 0 | 0 | 0 | 0 | 0 | 0 | 0 | 0 | 0 | 0 | 2022-03-02 | 1900-01-01 | 2 | [8 empty] | A&E |  |  |  | 0 | 0 | [12 empty] | admin | 2024-12-12 14:25 |  | SECA | SECA 954 | 10000000639879 | ACCIDENT & EMERGENCY SERVICES |  |  | 1 | B | 1 |  | HARMONI JAYA | HARMONI JAYA | STOR 200382 | JAPAN |  | HARMONI JAYA |  |  | 0 | 0 | 0 | 0 |  |  |  |  | 2022-07-03 | KPJ Ipoh Specialist Hospital | 1 | [12 empty] | 2025-02-01 | 2026-02-01 | bar: FEB
579 | H07B100579 | 10208 | BEMS | B | - | ACT | C | H07 | BEMS | ASPIRATORS | ASPIRATORS | BA | CAOT | L01 | ISH/BE/00622 | 0 |  | 0 | HOSPITAL | 0 | 0 | 0 | 0 | 0 | 0 | 0 | 0 | 0 | 0 | 0 |  | 1900-01-01 | 24 | [8 empty] | CAOT |  |  |  | 0 | 0 | [12 empty] | admin | 2024-12-12 14:25 |  | ESCHMANN | VP45 | V4AB-OA-1146 |  |  |  | 1 | B | 1 |  | ANTAH SRI RADIN SDN BHD | ANTAH SRI RADIN SDN BHD |  | UK |  | PRINCIP ENGINEERING |  |  | 0 | 0 | 0 | 0 |  |  |  |  | 2000-05-31 | KPJ Ipoh Specialist Hospital | 1 | [12 empty] | 2025-02-01 | 2026-02-01 | bar: FEB
580 | H07B100580 | 10208 | BEMS | B | - | ACT | C | H07 | BEMS | ASPIRATORS | ASPIRATORS | BA | CAOT | L01 | ISH/BE/00623 | 0 |  | 0 | HOSPITAL | 0 | 0 | 0 | 0 | 0 | 0 | 0 | 0 | 0 | 0 | 0 |  | 1900-01-01 | 24 | [8 empty] | CAOT |  |  |  | 0 | 0 | [12 empty] | admin | 2024-12-12 14:25 |  | ESCHMANN | VP45 | V4AB-OA-1147 |  |  |  | 1 | B | 1 |  | ANTAH SRI RADIN SDN BHD | ANTAH SRI RADIN SDN BHD |  | UK |  | PRINCIP ENGINEERING |  |  | 0 | 0 | 0 | 0 |  |  |  |  | 2000-05-31 | KPJ Ipoh Specialist Hospital | 1 | [12 empty] | 2025-02-01 | 2026-02-01 | bar: FEB
585 | H07B100585 | 12340 | BEMS | B | - | ACT | C | H07 | BEMS | LIGHT SOURCE | LIGHT SOURCE | BA | CAOT | L01 | ISH/BE/01534 | 0 |  | 0 | HOSPITAL | 29000 | 0 | 0 | 0 | 0 | 0 | 0 | 0 | 0 | 0 | 0 | 2018-08-01 | 1900-01-01 | 7 | [8 empty] | CAOT |  |  |  | 0 | 0 | [12 empty] | admin | 2024-12-12 14:25 |  | SUNOPTIC | LED4000 | 16071362 |  |  |  | 1 | B | 1 |  | HUMEDICAL SDN BHD | HUMEDICAL SDN BHD | STOR 14832 | USA |  | HUMEDICAL (M) SDN BHD |  |  | 0 | 0 | 0 | 0 |  |  |  |  | 2017-08-15 | KPJ Ipoh Specialist Hospital | 1 | [12 empty] | 2025-02-01 | 2026-02-01 | bar: FEB
592 | H07B100592 | - | BEMS | B | - | ACT | C | H07 | BEMS | BLOOD MONITORING UNIT | BLOOD MONITORING UNIT | BA | CAOT | L01 | ISH/BE/01064 | 0 |  | 0 | HOSPITAL | 88858 | 0 | 0 | 0 | 0 | 0 | 0 | 0 | 0 | 0 | 0 | 2013-10-01 | 1900-01-01 | 12 | [8 empty] | CAOT |  |  |  | 0 | 0 | [12 empty] | admin | 2024-12-12 14:25 |  | MAQUET | BMU 40 | 90002295 |  |  |  | 1 | B | 1 |  | ETERNITY HEALTHCARE SDN BHD | ETERNITY HEALTHCARE SDN BHD | STOR 96871 (FA) | USA |  | ETERNITY HEALTHCARE SDN BHD |  |  | 0 | 0 | 0 | 0 |  |  |  |  | 2012-11-10 | KPJ Ipoh Specialist Hospital | 1 | [12 empty] | 2025-02-01 | 2026-02-01 | bar: FEB
634 | H07B100634 | 12386 | BEMS | B | - | ACT | C | H07 | BEMS | ABP MONITOR | ABP MONITOR | BB | DIAGNOSTIC CENTRE | L01 | ISH/BE/00286 | 0 |  | 0 | HOSPITAL | 4000 | 0 | 0 | 0 | 0 | 0 | 0 | 0 | 0 | 0 | 0 |  | 1900-01-01 | 17 | [8 empty] | DIAGNOSTIC CENTRE |  |  |  | 0 | 0 | [12 empty] | admin | 2024-12-12 14:25 |  | OSCAR | OSCAR | OOO19384 |  |  |  | 1 | B | 1 |  | INSAN DAMAI SDN.BHD | INSAN DAMAI SDN.BHD |  | USA |  | PRINCIP ENGINEERING |  |  | 0 | 0 | 0 | 0 |  |  |  |  | 2007-04-25 | KPJ Ipoh Specialist Hospital | 1 | [12 empty] | 2025-02-01 | 2026-02-01 | bar: FEB
637 | H07B100637 | 13680 | BEMS | B | - | ACT | C | H07 | BEMS | SPIROMETRY | SPIROMETRY | BB | DIAGNOSTIC CENTRE | L01 | ISH/BE/01060 | 0 |  | 0 | HOSPITAL | 6500 | 0 | 0 | 0 | 0 | 0 | 0 | 0 | 0 | 0 | 0 | 2013-09-01 | 1900-01-01 | 12 | [8 empty] | DIAGNOSTIC CENTRE |  |  |  | 0 | 0 | [12 empty] | admin | 2024-12-12 14:25 |  | SCHILLER | SP-260 | 527.00961 |  |  |  | 1 | B | 1 |  | SCHILLER MALAYSIA SDN BHD | SCHILLER MALAYSIA SDN BHD | STOR 98911 (FA) | GERMANY |  | BEMS ISH |  |  | 0 | 0 | 0 | 0 |  |  |  |  | 2012-12-09 | KPJ Ipoh Specialist Hospital | 1 | [12 empty] | 2025-02-01 | 2026-02-01 | bar: FEB
682 | H07B100682 | - | BEMS | B | - | ACT | C | H07 | BEMS | EVENT RECORDER | EVENT RECORDER | BB | DIAGNOSTIC CENTRE | L01 | ISH/BE/01396 | 0 |  | 0 | HOSPITAL | 35510 | 0 | 0 | 0 | 0 | 0 | 0 | 0 | 0 | 0 | 0 | 2017-05-01 | 1900-01-01 | 8 | [8 empty] | DIAGNOSTIC CENTRE |  |  |  | 0 | 0 | [12 empty] | admin | 2024-12-12 14:25 |  | BEAM | BEAM ECG LOOP | 1140031E/1340031W |  |  |  | 1 | B | 1 |  | ATALIS HEALTHCARE | ATALIS HEALTHCARE | STOR 131408(FA) | USA |  | BEMS ISH |  |  | 0 | 0 | 0 | 0 |  |  |  |  | 2016-05-05 | KPJ Ipoh Specialist Hospital | 1 | [12 empty] | 2025-02-01 | 2026-02-01 | bar: FEB
693 | H07B100693 | - | BEMS | B | - | ACT | C | H07 | BEMS | DUODENOSCOPE | DUODENOSCOPE | BB | DIAGNOSTIC CENTRE | L01 | ISH/BE/01760 | 0 |  | 0 | HOSPITAL | 119029.6 | 0 | 0 | 0 | 0 | 0 | 0 | 0 | 0 | 0 | 0 | 2024-12-02 | 1900-01-01 | 1 | [8 empty] | DIAGNOSTIC CENTRE |  |  |  | 0 | 0 | [12 empty] | admin | 2024-12-12 14:25 |  | OLYMPUS | TJF-Q190V | 2230272 |  |  |  | 1 | B | 1 |  | OLYMPUS (M) SDN BHD | OLYMPUS (M) SDN BHD | STOR 207183 | JAPAN |  | OLYMPUS (M) SDN BHD |  |  | 0 | 0 | 0 | 0 |  |  |  |  | 2023-02-13 | KPJ Ipoh Specialist Hospital | 1 | [12 empty] | 2025-02-01 | 2026-02-01 | bar: FEB
694 | H07B100694 | 15073 | BEMS | B | - | ACT | C | H07 | BEMS | BRONCHOSCOPE | BRONCHOSCOPE | BB | DIAGNOSTIC CENTRE | L01 | ISH/BE/01761 | 0 |  | 0 | HOSPITAL | 84687.84 | 0 | 0 | 0 | 0 | 0 | 0 | 0 | 0 | 0 | 0 | 2024-12-02 | 1900-01-01 | 1 | [8 empty] | DIAGNOSTIC CENTRE |  |  |  | 0 | 0 | [12 empty] | admin | 2024-12-12 14:25 |  | OLYMPUS | BF-H190 | 2127871 |  |  |  | 1 | B | 1 |  | OLYMPUS (M) SDN BHD | OLYMPUS (M) SDN BHD | STOR 207183 | JAPAN |  | OLYMPUS (M) SDN BHD |  |  | 0 | 0 | 0 | 0 |  |  |  |  | 2023-02-13 | KPJ Ipoh Specialist Hospital | 1 | [12 empty] | 2025-02-01 | 2026-02-01 | bar: FEB
711 | H07B100711 | 17665 | BEMS | B | - | ACT | C | H07 | BEMS | COLONOSCOPE | COLONOSCOPE | BB | DIAGNOSTIC CENTRE | L01 | ISH/BE/01973 | 0 |  | 0 | HOSPITAL | 144303.84 | 0 | 0 | 0 | 0 | 0 | 0 | 0 | 0 | 0 | 0 | 2024-02-28 | 1900-01-01 | 0 | [8 empty] | DIAGNOSTIC CENTRE |  |  |  | 0 | 0 | [12 empty] | admin | 2024-12-12 14:25 |  | OLYMPUS | PCF-H190DL | 2247784 |  |  |  | 1 | B | 1 |  | OLYMPUS (M) SDN BHD | OLYMPUS (M) SDN BHD | STOR 221092 | JAPAN |  | OLYMPUS (M) SDN BHD |  |  | 0 | 0 | 0 | 0 |  |  |  |  | 2024-02-29 | KPJ Ipoh Specialist Hospital | 1 | [12 empty] | 2025-02-01 | 2026-02-01 | bar: FEB
712 | H07B100712 | 17665 | BEMS | B | - | ACT | C | H07 | BEMS | COLONOSCOPE | COLONOSCOPE | BB | DIAGNOSTIC CENTRE | L01 | ISH/BE/01974 | 0 |  | 0 | HOSPITAL | 144304.16 | 0 | 0 | 0 | 0 | 0 | 0 | 0 | 0 | 0 | 0 | 2024-02-28 | 1900-01-01 | 0 | [8 empty] | DIAGNOSTIC CENTRE |  |  |  | 0 | 0 | [12 empty] | admin | 2024-12-12 14:25 |  | OLYMPUS | CF-HQ190L | 2395093 |  |  |  | 1 | B | 1 |  | OLYMPUS (M) SDN BHD | OLYMPUS (M) SDN BHD | STOR 221092 | JAPAN |  | OLYMPUS (M) SDN BHD |  |  | 0 | 0 | 0 | 0 |  |  |  |  | 2024-02-29 | KPJ Ipoh Specialist Hospital | 1 | [12 empty] | 2025-02-01 | 2026-02-01 | bar: FEB
852 | H07B100852 | - | BEMS | B | - | ACT | C | H07 | BEMS | AUTO KERATO REFRACTOMETER | AUTO KERATO REFRACTOMETER | BB | DR ONG LIEH BIN | L02 | ISH/BE/01202 | 0 |  | 0 | HOSPITAL | 25000 | 0 | 0 | 0 | 0 | 0 | 0 | 0 | 0 | 0 | 0 | 2016-12-01 | 1900-01-01 | 0 | [8 empty] | DR ONG LIEH BIN |  |  |  | 0 | 0 | [12 empty] | admin | 2024-12-12 14:25 |  | TOPCON | KR-800 | 4731340 |  |  |  | 1 | B | 1 |  | KENANGA MEDIK SDN BHD | KENANGA MEDIK SDN BHD | STOR118081(FA) | USA |  | KENANGA MEDIK SDN BHD |  |  | 0 | 0 | 0 | 0 |  |  |  |  | 2014-12-05 | KPJ Ipoh Specialist Hospital | 1 | [12 empty] | 2025-02-01 | 2026-02-01 | bar: FEB
853 | H07B100853 | - | BEMS | B | - | ACT | C | H07 | BEMS | DIGITAL SLIT LAMP | DIGITAL SLIT LAMP | BB | DR ONG LIEH BIN | L02 | ISH/BE/01203 | 0 |  | 0 | HOSPITAL | 60000 | 0 | 0 | 0 | 0 | 0 | 0 | 0 | 0 | 0 | 0 | 2016-12-01 | 1900-01-01 | 0 | [8 empty] | DR ONG LIEH BIN |  |  |  | 0 | 0 | [12 empty] | admin | 2024-12-12 14:25 |  | TOPCON | SL-D7 | 7002363 |  |  |  | 1 | B | 1 |  | KENANGA MEDIK SDN BHD | KENANGA MEDIK SDN BHD | STOR118081(FA) | USA |  | KENANGA MEDIK SDN BHD |  |  | 0 | 0 | 0 | 0 |  |  |  |  | 2014-12-05 | KPJ Ipoh Specialist Hospital | 1 | [12 empty] | 2025-02-01 | 2026-02-01 | bar: FEB
854 | H07B100854 | 17001 | BEMS | B | - | ACT | C | H07 | BEMS | DIGITAL CAMERA FOR SLD | DIGITAL CAMERA FOR SLD | BB | DR ONG LIEH BIN | L02 | ISH/BE/01203 | 0 |  | 0 | HOSPITAL | 0 | 0 | 0 | 0 | 0 | 0 | 0 | 0 | 0 | 0 | 0 |  | 1900-01-01 | 0 | [8 empty] | DR ONG LIEH BIN |  |  |  | 0 | 0 | [12 empty] | admin | 2024-12-12 14:25 |  |  | DC-3 | 948862 |  |  |  | 1 | B | 1 |  | KENANGA MEDIK SDN BHD | KENANGA MEDIK SDN BHD | STOR118081(FA) |  |  | KENANGA MEDIK SDN BHD |  |  | 0 | 0 | 0 | 0 |  |  |  |  | 2014-12-05 | KPJ Ipoh Specialist Hospital | 1 | [12 empty] | 2025-02-01 | 2026-02-01 | bar: FEB
901 | H07B100901 | 16944 | BEMS | B | - | ACT | C | H07 | BEMS | HIGH INTENSITY LASER | HIGH INTENSITY LASER | BA | PHYSIOTHERAPY | GF | ISH/BE/01420 | 0 |  | 0 | HOSPITAL | 82610.11 | 0 | 0 | 0 | 0 | 0 | 0 | 0 | 0 | 0 | 0 | 2018-06-01 | 1900-01-01 | 8 | [8 empty] | PHYSIOTHERAPY |  |  |  | 0 | 0 | [12 empty] | admin | 2024-12-12 14:25 |  | BTL | BTL-6000 | 041-B-01335 |  |  |  | 1 | B | 1 |  | BTL INDUSTRIES MALAYSIA SDN BHD | BTL INDUSTRIES MALAYSIA SDN BHD | STOR 130571(FA) | USA |  | BTL INDUSTRIES MALAYSIA SDN BHD |  |  | 0 | 0 | 0 | 0 |  |  |  |  | 2016-06-13 | KPJ Ipoh Specialist Hospital | 1 | [12 empty] | 2025-02-01 | 2026-02-01 | bar: FEB
913 | H07B100913 | - | BEMS | B | - | ACT | C | H07 | BEMS | ULTRASOUND THERAPY UNIT | ULTRASOUND THERAPY UNIT | BA | PHYSIOTHERAPY | GF | ISH/BE/01740 | 0 |  | 0 | HOSPITAL | 6950 | 0 | 0 | 0 | 0 | 0 | 0 | 0 | 0 | 0 | 0 | 2024-12-01 | 1900-01-01 | 2 | [8 empty] | PHYSIOTHERAPY |  |  |  | 0 | 0 | [12 empty] | admin | 2024-12-12 14:25 |  | BTL | BTL-4710 SMART | 058S0B023574 |  |  |  | 1 | B | 1 |  | BTL INDUSTRIES MALAYSIA SDN BHD | BTL INDUSTRIES MALAYSIA SDN BHD | STOR 207318 | USA |  | BTL INDUSTRIES MALAYSIA SDN BHD |  |  | 0 | 0 | 0 | 0 |  |  |  |  | 2022-07-12 | KPJ Ipoh Specialist Hospital | 1 | [12 empty] | 2025-02-01 | 2026-02-01 | bar: FEB
1235 | H07B101235 | 13461 | BEMS | B | - | ACT | N | H07 | BEMS | WEIGHING SCALES | WEIGHING SCALES | WAKAF | KWAN | GF | ISH/BE/00739 | 0 |  | 0 | HOSPITAL | 2500 | 0 | 0 | 0 | 0 | 0 | 0 | 0 | 0 | 0 | 0 | 2011-01-01 | 1900-01-01 | 14 | [8 empty] | KWAN |  |  |  | 0 | 0 | [12 empty] | admin | 2024-12-12 14:25 |  | N/A | ZT-150A | 9110170 |  |  |  | 1 | B | 1 |  | RITZ MEDICAL SUPPLIES | RITZ MEDICAL SUPPLIES | SNG 077ZT-15007 | CHINA |  | PRIDE OUTLET SDN BHD |  |  | 0 | 0 | 0 | 0 |  |  |  |  | 2010-05-01 | KPJ Ipoh Specialist Hospital | 1 | [12 empty] | 2025-02-01 | 2026-02-01 | bar: FEB
1236 | H07B101236 | - | BEMS | B | - | ACT | C | H07 | BEMS | NEBULIZER | NEBULIZER | WAKAF | KWAN | GF | ISH/BE/00740 | 0 |  | 0 | HOSPITAL | 1300 | 0 | 0 | 0 | 0 | 0 | 0 | 0 | 0 | 0 | 0 | 2011-01-01 | 1900-01-01 | 14 | [8 empty] | KWAN |  |  |  | 0 | 0 | [12 empty] | admin | 2024-12-12 14:25 |  | N/A | 403B | N/A |  |  |  | 1 | B | 1 |  | RITZ MEDICAL SUPPLIES | RITZ MEDICAL SUPPLIES | SZER07740307 | CHINA |  | PRIDE OUTLET SDN BHD |  |  | 0 | 0 | 0 | 0 |  |  |  |  | 2010-05-01 | KPJ Ipoh Specialist Hospital | 1 | [12 empty] | 2025-02-01 | 2026-02-01 | bar: FEB
1237 | H07B101237 | 12276 | BEMS | B | - | ACT | N | H07 | BEMS | EXAMINATION LIGHT | EXAMINATION LIGHT | WAKAF | KWAN | GF | ISH/BE/00742 | 0 |  | 0 | HOSPITAL | 800 | 0 | 0 | 0 | 0 | 0 | 0 | 0 | 0 | 0 | 0 | 2011-01-01 | 1900-01-01 | 14 | [8 empty] | KWAN |  |  |  | 0 | 0 | [12 empty] | admin | 2024-12-12 14:25 |  | N/A | KD 201DA | N/A |  |  |  | 1 | B | 1 |  | RITZ MEDICAL SUPPLIES | RITZ MEDICAL SUPPLIES | SATI077KD 20107 | CHINA |  | PRIDE OUTLET SDN BHD |  |  | 0 | 0 | 0 | 0 |  |  |  |  | 2010-05-01 | KPJ Ipoh Specialist Hospital | 1 | [12 empty] | 2025-02-01 | 2026-02-01 | bar: FEB
101 | H07B100101 | 16516 | BEMS | B | - | ACT | C | H07 | BEMS | TEMPORARY EXTERNAL PACEMAKER | TEMPORARY EXTERNAL PACEMAKER | BA | ICU | L01 | ISH/BE/00668 | 0 |  | 0 | HOSPITAL | 20000 | 0 | 0 | 0 | 0 | 0 | 0 | 0 | 0 | 0 | 0 |  | 1900-01-01 | 19 | [8 empty] | ICU |  |  |  | 0 | 0 | [12 empty] | admin | 2024-12-12 14:25 |  | MEDTRONIC | 5375 |  | INTENSIVE CARE UNIT SERVICES |  |  | 1 | B | 1 |  | MEDITAMA SDN.BHD | MEDITAMA SDN.BHD |  | USA |  | MED IMAG ENTERPRISE |  |  | 0 | 0 | 0 | 0 |  |  |  |  | 1905-06-09 | KPJ Ipoh Specialist Hospital | 1 | [12 empty] | 2025-03-01 | 2026-03-01 | bar: MAR
123 | H07B100123 | 16749 | BEMS | B | - | ACT | C | H07 | BEMS | ACTIVATED CLOTTING TIME ANALYZER | ACTIVATED CLOTTING TIME ANALYZER | BA | ICU | L01 | ISH/BE/01753 | 0 |  | 0 | HOSPITAL | 18920 | 0 | 0 | 0 | 0 | 0 | 0 | 0 | 0 | 0 | 0 |  | 1900-01-01 | 1 | [8 empty] | ICU |  |  |  | 0 | 0 | [12 empty] | admin | 2024-12-12 14:25 |  | HELENA LABORATORIES | 5755 | 642225701 | INTENSIVE CARE UNIT SERVICES |  |  | 1 | B | 1 |  | ETERNITY HEALTHCARE SDN BHD | ETERNITY HEALTHCARE SDN BHD | STOR 208159 | USA |  | ETERNITY HEALTHCARE SDN BHD |  |  | 0 | 0 | 0 | 0 |  |  |  |  | 2023-01-17 | KPJ Ipoh Specialist Hospital | 1 | [12 empty] | 2025-03-01 | 2026-03-01 | bar: MAR
272 | H07B100272 | 10414 | BEMS | B | - | ACT | N | H07 | BEMS | WARMING SYSTEM | WARMING SYSTEM | BA | OT | L01 | ISH/BE/01538 | 0 |  | 0 | HOSPITAL | 7000 | 0 | 0 | 0 | 0 | 0 | 0 | 0 | 0 | 0 | 0 | 2019-09-01 | 1900-01-01 | 7 | [8 empty] | OT |  |  |  | 0 | 0 | [12 empty] | admin | 2024-12-12 14:25 |  | 3M | 775 BAIR HUGGER | 89775 | OPERATION THEATRE |  |  | 1 | B | 1 |  | CALMED HEALTHCARE SDN BHD | CALMED HEALTHCARE SDN BHD | STOR 148428 (FA) | USA |  | PRINCIP ENGINEERING |  |  | 0 | 0 | 0 | 0 |  |  |  |  | 2017-09-13 | KPJ Ipoh Specialist Hospital | 1 | [12 empty] | 2025-03-01 | 2026-03-01 | bar: MAR
357 | H07B100357 | 18037 | BEMS | B | - | ACT | C | H07 | BEMS | IMAGE 1 H3-Z FI SPIES | IMAGE 1 H3-Z FI SPIES | BA | OT | L01 | ISH/BE/01237 | 0 |  | 0 | HOSPITAL | 0 | 0 | 0 | 0 | 0 | 0 | 0 | 0 | 0 | 0 | 0 | 2017-03-01 | 1900-01-01 | 9 | [8 empty] | OT |  |  |  | 0 | 0 | [12 empty] | admin | 2024-12-12 14:25 |  | KARL STORZ | TH 102 | ZV844041-H | OPERATION THEATRE |  |  | 1 | B | 1 |  | SUP100049 | UMMI SURGICAL SDN BHD | STOR 117835(FA) | GERMANY |  | UMMI SURGICAL SDN BHD |  |  | 0 | 0 | 0 | 0 |  |  |  |  | 2015-03-04 | KPJ Ipoh Specialist Hospital | 1 | [12 empty] | 2025-03-01 | 2026-03-01 | bar: MAR
358 | H07B100358 | 15969 | BEMS | B | - | ACT | C | H07 | BEMS | MONITOR | MONITOR | BA | OT | L01 | ISH/BE/01238 | 0 |  | 0 | HOSPITAL | 0 | 0 | 0 | 0 | 0 | 0 | 0 | 0 | 0 | 0 | 0 | 2017-03-01 | 1900-01-01 | 9 | [8 empty] | OT |  |  |  | 0 | 0 | [12 empty] | admin | 2024-12-12 14:25 |  | KARL STORZ | 9826 NB | H4ID10288 | OPERATION THEATRE |  |  | 1 | B | 1 |  | SUP100049 | UMMI SURGICAL SDN BHD | STOR 117835(FA) | GERMANY |  | UMMI SURGICAL SDN BHD |  |  | 0 | 0 | 0 | 0 |  |  |  |  | 2015-03-04 | KPJ Ipoh Specialist Hospital | 1 | [12 empty] | 2025-03-01 | 2026-03-01 | bar: MAR
359 | H07B100359 | 12340 | BEMS | B | - | ACT | C | H07 | BEMS | KARL STORZ COLD | KARL STORZ COLD | BA | OT | L01 | ISH/BE/01239 | 0 |  | 0 | HOSPITAL | 0 | 0 | 0 | 0 | 0 | 0 | 0 | 0 | 0 | 0 | 0 | 2017-03-01 | 1900-01-01 | 9 | [8 empty] | OT |  |  |  | 0 | 0 | [12 empty] | admin | 2024-12-12 14:25 |  | KARL STORZ | 20134001 | RV0695318 | OPERATION THEATRE |  |  | 1 | B | 1 |  | SUP100049 | UMMI SURGICAL SDN BHD | STOR 117835(FA) | GERMANY |  | UMMI SURGICAL SDN BHD |  |  | 0 | 0 | 0 | 0 |  |  |  |  | 2015-03-04 | KPJ Ipoh Specialist Hospital | 1 | [12 empty] | 2025-03-01 | 2026-03-01 | bar: MAR
360 | H07B100360 | - | BEMS | B | - | ACT | C | H07 | BEMS | ELECTRONIC ENDOFLATOR SET | ELECTRONIC ENDOFLATOR SET | BA | OT | L01 | ISH/BE/01240 | 0 |  | 0 | HOSPITAL | 0 | 0 | 0 | 0 | 0 | 0 | 0 | 0 | 0 | 0 | 0 | 2017-03-01 | 1900-01-01 | 9 | [8 empty] | OT |  |  |  | 0 | 0 | [12 empty] | admin | 2024-12-12 14:25 |  | KARL STORZ | 26430508-1 | YV32177 | OPERATION THEATRE |  |  | 1 | B | 1 |  | SUP100049 | UMMI SURGICAL SDN BHD | STOR 117835(FA) | GERMANY |  | UMMI SURGICAL SDN BHD |  |  | 0 | 0 | 0 | 0 |  |  |  |  | 2015-03-04 | KPJ Ipoh Specialist Hospital | 1 | [12 empty] | 2025-03-01 | 2026-03-01 | bar: MAR
361 | H07B100361 | 18037 | BEMS | B | - | ACT | C | H07 | BEMS | IMAGE 1 CONNECT | IMAGE 1 CONNECT | BA | OT | L01 | ISH/BE/01241 | 0 |  | 0 | HOSPITAL | 200000 | 0 | 0 | 0 | 0 | 0 | 0 | 0 | 0 | 0 | 0 | 2017-03-01 | 1900-01-01 | 9 | [8 empty] | OT |  |  |  | 0 | 0 | [12 empty] | admin | 2024-12-12 14:25 |  | KARL STORZ | YC 200 EN | PV715511-P | OPERATION THEATRE |  |  | 1 | B | 1 |  | SUP100049 | UMMI SURGICAL SDN BHD | STOR 117835(FA) | GERMANY |  | UMMI SURGICAL SDN BHD |  |  | 0 | 0 | 0 | 0 |  |  |  |  | 2015-03-04 | KPJ Ipoh Specialist Hospital | 1 | [12 empty] | 2025-03-01 | 2026-03-01 | bar: MAR
362 | H07B100362 | 18037 | BEMS | B | - | ACT | C | H07 | BEMS | IMAGE H3-LINK | IMAGE H3-LINK | BA | OT | L01 | ISH/BE/01242 | 0 |  | 0 | HOSPITAL | 0 | 0 | 0 | 0 | 0 | 0 | 0 | 0 | 0 | 0 | 0 | 2017-03-01 | 1900-01-01 | 9 | [8 empty] | OT |  |  |  | 0 | 0 | [12 empty] | admin | 2024-12-12 14:25 |  | KARL STORZ | TC 300 | RV715844-P | OPERATION THEATRE |  |  | 1 | B | 1 |  | SUP100049 | UMMI SURGICAL SDN BHD | STOR 117835(FA) | GERMANY |  | UMMI SURGICAL SDN BHD |  |  | 0 | 0 | 0 | 0 |  |  |  |  | 2015-03-04 | KPJ Ipoh Specialist Hospital | 1 | [12 empty] | 2025-03-01 | 2026-03-01 | bar: MAR
387 | H07B100387 | 13931 | BEMS | B | - | ACT | C | H07 | BEMS | SYRINGE PUMP, ANESTHESIA | SYRINGE PUMP, ANESTHESIA | BA | OT | L01 | ISH/BE/01113 | 0 |  | 0 | HOSPITAL | 7500 | 0 | 0 | 0 | 0 | 0 | 0 | 0 | 0 | 0 | 0 | 2015-08-01 | 1900-01-01 | 11 | [8 empty] | OT |  |  |  | 0 | 0 | [12 empty] | admin | 2024-12-12 14:25 |  | B.BRAUN | PERFUSOR SPACE | 211442 | OPERATION THEATRE |  |  | 1 | B | 1 |  | B.BRAUN MEDICAL SUPPLIES SDN BHD | B.BRAUN MEDICAL SUPPLIES SDN BHD | STOR 1066714 (FA) | GERMANY |  | B.BRAUN MEDICAL SUPPLIES SDN BHD |  |  | 0 | 0 | 0 | 0 |  |  |  |  | 2013-05-08 | KPJ Ipoh Specialist Hospital | 1 | [12 empty] | 2025-03-01 | 2026-03-01 | bar: MAR
388 | H07B100388 | 13931 | BEMS | B | - | ACT | C | H07 | BEMS | SYRINGE PUMP, ANESTHESIA | SYRINGE PUMP, ANESTHESIA | BA | OT | L01 | ISH/BE/01183 | 0 |  | 0 | HOSPITAL | 6000 | 0 | 0 | 0 | 0 | 0 | 0 | 0 | 0 | 0 | 0 | 2016-08-01 | 1900-01-01 | 10 | [8 empty] | OT |  |  |  | 0 | 0 | [12 empty] | admin | 2024-12-12 14:25 |  | B.BRAUN | PERFUSOR SPACE | 224603 | OPERATION THEATRE |  |  | 1 | B | 1 |  | B.BRAUN MEDICAL SUPPLIES SDN BHD | B.BRAUN MEDICAL SUPPLIES SDN BHD | STOR115371(FA) | GERMANY |  | B.BRAUN MEDICAL SUPPLIES SDN BHD |  |  | 0 | 0 | 0 | 0 |  |  |  |  | 2014-08-22 | KPJ Ipoh Specialist Hospital | 1 | [12 empty] | 2025-03-01 | 2026-03-01 | bar: MAR
389 | H07B100389 | 13931 | BEMS | B | - | ACT | C | H07 | BEMS | SYRINGE PUMP, ANESTHESIA | SYRINGE PUMP, ANESTHESIA | BA | OT | L01 | ISH/BE/01184 | 0 |  | 0 | HOSPITAL | 6000 | 0 | 0 | 0 | 0 | 0 | 0 | 0 | 0 | 0 | 0 | 2016-08-01 | 1900-01-01 | 10 | [8 empty] | OT |  |  |  | 0 | 0 | [12 empty] | admin | 2024-12-12 14:25 |  | B.BRAUN | PERFUSOR SPACE | 224606 | OPERATION THEATRE |  |  | 1 | B | 1 |  | B.BRAUN MEDICAL SUPPLIES SDN BHD | B.BRAUN MEDICAL SUPPLIES SDN BHD | STOR115371(FA) | GERMANY |  | B.BRAUN MEDICAL SUPPLIES SDN BHD |  |  | 0 | 0 | 0 | 0 |  |  |  |  | 2014-08-22 | KPJ Ipoh Specialist Hospital | 1 | [12 empty] | 2025-03-01 | 2026-03-01 | bar: MAR
390 | H07B100390 | 13931 | BEMS | B | - | ACT | N | H07 | BEMS | SYRINGE PUMP, ANESTHESIA | SYRINGE PUMP, ANESTHESIA | BA | OT | L01 | ISH/BE/01577 | 0 |  | 0 | HOSPITAL | 7200 | 0 | 0 | 0 | 0 | 0 | 0 | 0 | 0 | 0 | 0 | 2020-09-01 | 1900-01-01 | 6 | [8 empty] | OT |  |  |  | 0 | 0 | [12 empty] | admin | 2024-12-12 14:25 |  | B.BRAUN | PERFUSOR SPACE | 437100 | OPERATION THEATRE |  |  | 1 | B | 1 |  | B.BRAUN MEDICAL SUPPLIES SDN BHD | B.BRAUN MEDICAL SUPPLIES SDN BHD | STOR 162243 | GERMANY |  | B.BRAUN MEDICAL SUPPLIES SDN BHD |  |  | 0 | 0 | 0 | 0 |  |  |  |  | 2018-09-03 | KPJ Ipoh Specialist Hospital | 1 | [12 empty] | 2025-03-01 | 2026-03-01 | bar: MAR
408 | H07B100408 | 16331 | BEMS | B | - | ACT | C | H07 | BEMS | INTUBATION FIBERSCOPE | INTUBATION FIBERSCOPE | BA | OT | L01 | ISH/BE/01175 | 0 |  | 0 | HOSPITAL | 30000 | 0 | 0 | 0 | 0 | 0 | 0 | 0 | 0 | 0 | 0 | 2015-07-01 | 1900-01-01 | 10 | [8 empty] | OT |  |  |  | 0 | 0 | [12 empty] | admin | 2024-12-12 14:25 |  | KARL STORZ | 11308BD2 | 2172758 | OPERATION THEATRE |  |  | 1 | B | 1 |  | SUP100049 | UMMI SURGICAL SDN BHD | STOR 113798(FA) | GERMANY |  | UMMI SURGICAL SDN BHD |  |  | 0 | 0 | 0 | 0 |  |  |  |  | 2014-07-10 | KPJ Ipoh Specialist Hospital | 1 | [12 empty] | 2025-03-01 | 2026-03-01 | bar: MAR
440 | H07B100440 | 13931 | BEMS | B | - | ACT | C | H07 | BEMS | SYRINGE PUMP TCI | SYRINGE PUMP TCI | BA | OT | L01 | ISH/BE/01770 | 0 |  | 0 | HOSPITAL | 9800 | 0 | 0 | 0 | 0 | 0 | 0 | 0 | 0 | 0 | 0 |  | 1900-01-01 | 1 | [8 empty] | OT |  |  |  | 0 | 0 | [12 empty] | admin | 2024-12-12 14:25 |  | MEDCAPTAIN | HP TCI | 6002211000177 | OPERATION THEATRE |  |  | 1 | B | 1 |  | ONEHEART MEDIC SDN BHD | ONEHEART MEDIC SDN BHD | STOR 208792 | CHINA |  | ONEHEART MEDIC SDN BHD |  |  | 0 | 0 | 0 | 0 |  |  |  |  | 2023-03-14 | KPJ Ipoh Specialist Hospital | 1 | [12 empty] | 2025-03-01 | 2026-03-01 | bar: MAR
441 | H07B100441 | 13931 | BEMS | B | - | ACT | C | H07 | BEMS | SYRINGE PUMP TCI | SYRINGE PUMP TCI | BA | OT | L01 | ISH/BE/01771 | 0 |  | 0 | HOSPITAL | 9800 | 0 | 0 | 0 | 0 | 0 | 0 | 0 | 0 | 0 | 0 |  | 1900-01-01 | 1 | [8 empty] | OT |  |  |  | 0 | 0 | [12 empty] | admin | 2024-12-12 14:25 |  | MEDCAPTAIN | HP TCI | 6002211000175 | OPERATION THEATRE |  |  | 1 | B | 1 |  | ONEHEART MEDIC SDN BHD | ONEHEART MEDIC SDN BHD | STOR 208792 | CHINA |  | ONEHEART MEDIC SDN BHD |  |  | 0 | 0 | 0 | 0 |  |  |  |  | 2023-03-14 | KPJ Ipoh Specialist Hospital | 1 | [12 empty] | 2025-03-01 | 2026-03-01 | bar: MAR
442 | H07B100442 | 10540 | BEMS | B | - | ACT | C | H07 | BEMS | FLUID WARMING CABINET | FLUID WARMING CABINET | BA | OT | L01 | ISH/BE/01790 | 0 |  | 0 | HOSPITAL | 36000 | 0 | 0 | 0 | 0 | 0 | 0 | 0 | 0 | 0 | 0 |  | 1900-01-01 | 1 | [8 empty] | OT |  |  |  | 0 | 0 | [12 empty] | admin | 2024-12-12 14:25 |  | MALMET | F260FS FWFS | 00007128 | OPERATION THEATRE |  |  | 1 | B | 1 |  | ANTAH SRI RADIN SDN BHD | ANTAH SRI RADIN SDN BHD | STOR 206813 | AUSTRALIA |  | ANTAH SRI RADIN SDN BHD |  |  | 0 | 0 | 0 | 0 |  |  |  |  | 2023-03-30 | KPJ Ipoh Specialist Hospital | 1 | [12 empty] | 2025-03-01 | 2026-03-01 | bar: MAR
538 | H07B100538 | 15076 | BEMS | B | - | ACT | C | H07 | BEMS | VIDEO LARYNGOSCOPE | VIDEO LARYNGOSCOPE | BA | A&E | GF | ISH/BE/01766 | 0 |  | 0 | HOSPITAL | 9000 | 0 | 0 | 0 | 0 | 0 | 0 | 0 | 0 | 0 | 0 | 2024-07-03 | 1900-01-01 | 1 | [8 empty] | A&E |  |  |  | 0 | 0 | [12 empty] | admin | 2024-12-12 14:25 |  | SHENZHEN BESTDATA TECHNOL | BD-DF | NA | ACCIDENT & EMERGENCY SERVICES |  |  | 1 | B | 1 |  | MEDIC DOT COM SDN BHD | MEDIC DOT COM SDN BHD | STOR 207752 | CHINA |  | MEDIC DOT COM |  |  | 0 | 0 | 0 | 0 |  |  |  |  | 2023-08-03 | KPJ Ipoh Specialist Hospital | 1 | [12 empty] | 2025-03-01 | 2026-03-01 | bar: MAR
556 | H07B100556 | 16516 | BEMS | B | - | ACT | C | H07 | BEMS | TEMPORARY EXTERNAL PACEMAKER | TEMPORARY EXTERNAL PACEMAKER | BA | CATHLAB | GF | ISH/BE/00594 | 0 |  | 0 | HOSPITAL | 20000 | 0 | 0 | 0 | 0 | 0 | 0 | 0 | 0 | 0 | 0 |  | 1900-01-01 | 26 | [8 empty] | CATHLAB |  |  |  | 0 | 0 | [12 empty] | admin | 2024-12-12 14:25 |  | MEDTRONIC | 5348 | PEP 003273 P | CATHETERIZATION LABORATORY |  |  | 1 | B | 1 |  | T & T HEALTHCARE | T & T HEALTHCARE |  | USA |  | MED IMAG ENTERPRISE |  |  | 0 | 0 | 0 | 0 |  |  |  |  | 1996-11-20 | KPJ Ipoh Specialist Hospital | 1 | [12 empty] | 2025-03-01 | 2026-03-01 | bar: MAR
591 | H07B100591 | 16516 | BEMS | B | - | ACT | C | H07 | BEMS | TEMPORARY EXTERNAL PACEMAKER | TEMPORARY EXTERNAL PACEMAKER | BA | CAOT | L01 | ISH/BE/00041 | 0 |  | 0 | HOSPITAL | 0 | 0 | 0 | 0 | 0 | 0 | 0 | 0 | 0 | 0 | 0 |  | 1900-01-01 | 23 | [8 empty] | CAOT |  |  |  | 0 | 0 | [12 empty] | admin | 2024-12-12 14:25 |  | MEDTRONIC | MODEL 5348 | PEP 014342P |  |  |  | 1 | B | 1 |  | MEDTRONIC INT LIMITED | MEDTRONIC INT LIMITED |  | USA |  | MED IMAG ENTERPRISE |  |  | 0 | 0 | 0 | 0 |  |  |  |  | 2001-09-01 | KPJ Ipoh Specialist Hospital | 1 | [12 empty] | 2025-03-01 | 2026-03-01 | bar: MAR
612 | H07B100612 | 12636 | BEMS | B | - | ACT | C | H07 | BEMS | VITAL SIGN MONITOR | VITAL SIGN MONITOR | BB | DAY CARE | GF | ISH/BE/01552 | 0 |  | 0 | HOSPITAL | 6500 | 0 | 0 | 0 | 0 | 0 | 0 | 0 | 0 | 0 | 0 | 2019-10-01 | 1900-01-01 | 7 | [8 empty] | DAY CARE |  |  |  | 0 | 0 | [12 empty] | admin | 2024-12-12 14:25 |  | WELCH ALLYN | CONNEX SPOT | 100067013417 |  |  |  | 1 | B | 1 |  | PERNIAGAAN MEGAMEDIK SDN BHD | PERNIAGAAN MEGAMEDIK SDN BHD | STOR 150023 (FA) | GERMANY |  | PRINCIP ENGINEERING |  |  | 0 | 0 | 0 | 0 |  |  |  |  | 2017-10-10 | KPJ Ipoh Specialist Hospital | 1 | [12 empty] | 2025-03-01 | 2026-03-01 | bar: MAR
659 | H07B100659 | 17663 | BEMS | B | - | ACT | C | H07 | BEMS | GASTROSCOPE | GASTROSCOPE | BB | DIAGNOSTIC CENTRE | L01 | ISH/BE/01667 | 0 |  | 0 | HOSPITAL | 110000 | 0 | 0 | 0 | 0 | 0 | 0 | 0 | 0 | 0 | 0 | 2022-03-01 | 1900-01-01 | 3 | [8 empty] | DIAGNOSTIC CENTRE |  |  |  | 0 | 0 | [12 empty] | admin | 2024-12-12 14:25 |  | OLYMPUS | GIF-H191 | 2062227 |  |  |  | 1 | B | 1 |  | OLYMPUS (M) SDN BHD | OLYMPUS (M) SDN BHD |  | JAPAN |  | OLYMPUS (M) SDN BHD |  |  | 0 | 0 | 0 | 0 |  |  |  |  | 2021-04-03 | KPJ Ipoh Specialist Hospital | 1 | [12 empty] | 2025-03-01 | 2026-03-01 | bar: MAR
662 | H07B100662 | 17665 | BEMS | B | - | ACT | C | H07 | BEMS | COLONOSCOPE | COLONOSCOPE | BB | DIAGNOSTIC CENTRE | L01 | ISH/BE/01666 | 0 |  | 0 | HOSPITAL | 130000 | 0 | 0 | 0 | 0 | 0 | 0 | 0 | 0 | 0 | 0 | 2022-03-01 | 1900-01-01 | 3 | [8 empty] | DIAGNOSTIC CENTRE |  |  |  | 0 | 0 | [12 empty] | admin | 2024-12-12 14:25 |  | OLYMPUS | CF-H190L | 2044012 |  |  |  | 1 | B | 1 |  | OLYMPUS (M) SDN BHD | OLYMPUS (M) SDN BHD |  | JAPAN |  | OLYMPUS (M) SDN BHD |  |  | 0 | 0 | 0 | 0 |  |  |  |  | 2021-04-03 | KPJ Ipoh Specialist Hospital | 1 | [12 empty] | 2025-03-01 | 2026-03-01 | bar: MAR
674 | H07B100674 | - | BEMS | B | - | ACT | C | H07 | BEMS | CYSTOSCOPE | CYSTOSCOPE | BB | DIAGNOSTIC CENTRE | L01 | ISH/BE/01508 | 0 |  | 0 | HOSPITAL | 47796 | 0 | 0 | 0 | 0 | 0 | 0 | 0 | 0 | 0 | 0 | 2018-01-01 | 1900-01-01 | 7 | [8 empty] | DIAGNOSTIC CENTRE |  |  |  | 0 | 0 | [12 empty] | admin | 2024-12-12 14:25 |  | OLYMPUS | CYF TYPE V2 | 2651374 |  |  |  | 1 | B | 1 |  | OLYMPUS (M) SDN BHD | OLYMPUS (M) SDN BHD | STOR 138304 (FA) | JAPAN |  | OLYMPUS (M) SDN BHD |  |  | 0 | 0 | 0 | 0 |  |  |  |  | 2017-01-17 | KPJ Ipoh Specialist Hospital | 1 | [12 empty] | 2025-03-01 | 2026-03-01 | bar: MAR
721 | H07B100721 | 13461 | BEMS | B | - | ACT | N | H07 | BEMS | WEIGHING SCALES | WEIGHING SCALES | BB | DIAGNOSTIC CENTRE | L01 | ISH/BE/01985 | 0 |  | 0 | HOSPITAL | 3600 | 0 | 0 | 0 | 0 | 0 | 0 | 0 | 0 | 0 | 0 | 2029-03-28 | 1900-01-01 | 0 | [8 empty] | DIAGNOSTIC CENTRE |  |  |  | 0 | 0 | [12 empty] | admin | 2024-12-12 14:25 |  | MARSDEN | M-125 | MA12320166 |  |  |  | 1 | B | 1 |  | SUP100026 | PRINCIP ENGINEERING | STOR 224196 (FA) | UK |  | PRINCIP ENGINEERING |  |  | 0 | 0 | 0 | 0 |  |  |  |  | 2024-03-29 | KPJ Ipoh Specialist Hospital | 1 | [12 empty] | 2025-03-01 | 2026-03-01 | bar: MAR
740 | H07B100740 | 17148 | BEMS | B | - | ACT | N | H07 | BEMS | OXIMETERS, PULSE | OXIMETERS, PULSE | BA | DIAGNOSTIC IMAGING | L01 | ISH/BE/00584 | 0 |  | 0 | HOSPITAL | 5000 | 0 | 0 | 0 | 0 | 0 | 0 | 0 | 0 | 0 | 0 |  | 1900-01-01 | 2024 | [8 empty] | DIAGNOSTIC IMAGING |  |  |  | 0 | 0 | [12 empty] | admin | 2024-12-12 14:25 |  | NOVAMETRIX | 515B | 971514 AAS |  |  |  | 1 | B | 1 |  | PRIMED MEDICAL SDN.BHD | PRIMED MEDICAL SDN.BHD |  | USA |  | PRINCIP ENGINEERING |  |  | 0 | 0 | 0 | 0 |  |  |  |  | 2000-01-01 | KPJ Ipoh Specialist Hospital | 1 | [12 empty] | 2025-03-01 | 2026-03-01 | bar: MAR
923 | H07B100923 | - | BEMS | B | - | ACT | C | H07 | BEMS | MOTOMED LAYSON | MOTOMED LAYSON | BA | PHYSIOTHERAPY | GF | ISH/BE/01978 | 0 |  | 0 | HOSPITAL | 49900 | 0 | 0 | 0 | 0 | 0 | 0 | 0 | 0 | 0 | 0 | 2026-03-28 | 1900-01-01 | 0 | [8 empty] | PHYSIOTHERAPY |  |  |  | 0 | 0 | [12 empty] | admin | 2024-12-12 14:25 |  | RECK-TECHNIK GMBH & CO. K | 261.030 | K05-LY-030502 |  |  |  | 1 | B | 1 |  | IDS MEDICAL SYSTEMS (M) SDN BHD | IDS MEDICAL SYSTEMS (M) SDN BHD | STOR 220931 (FA) | USA |  | IDS MEDICAL SYSTEMS (M) SDN BHD |  |  | 0 | 0 | 0 | 0 |  |  |  |  | 2024-03-29 | KPJ Ipoh Specialist Hospital | 1 | [12 empty] | 2025-03-01 | 2026-03-01 | bar: MAR
937 | H07B100937 | 17148 | BEMS | B | - | ACT | C | H07 | BEMS | OXIMETERS, PULSE | OXIMETERS, PULSE | BB | PREMIER WARD | L05 | ISH/BE/00274 | 0 |  | 0 | HOSPITAL | 3700 | 0 | 0 | 0 | 0 | 0 | 0 | 0 | 0 | 0 | 0 |  | 1900-01-01 | 16 | [8 empty] | PREMIER WARD |  |  |  | 0 | 0 | [12 empty] | admin | 2024-12-12 14:25 |  | NELLCOR | N-560 | 11408040021 |  |  |  | 1 | B | 1 |  | HOSPIMETRIX SDN BHD | HOSPIMETRIX SDN BHD |  | USA |  | PRINCIP ENGINEERING |  |  | 0 | 0 | 0 | 0 |  |  |  |  | 2008-10-15 | KPJ Ipoh Specialist Hospital | 1 | [12 empty] | 2025-03-01 | 2026-03-01 | bar: MAR
959 | H07B100959 | 13461 | BEMS | B | - | ACT | N | H07 | BEMS | WEIGHING SCALES | WEIGHING SCALES | BA | RADIOTHERAPY | GF | ISH/BE/01568 | 0 |  | 0 | HOSPITAL | 700 | 0 | 0 | 0 | 0 | 0 | 0 | 0 | 0 | 0 | 0 | 2015-09-01 | 1900-01-01 | 10 | [8 empty] | RADIOTHERAPY |  |  |  | 0 | 0 | [12 empty] | admin | 2024-12-12 14:25 |  | TANITA | HD309 | 870425 |  |  |  | 1 | B | 1 |  | HOSPIMETRIX SDN BHD | HOSPIMETRIX SDN BHD |  | USA |  | PRINCIP ENGINEERING |  |  | 0 | 0 | 0 | 0 |  |  |  |  | 2014-10-09 | KPJ Ipoh Specialist Hospital | 1 | [12 empty] | 2025-03-01 | 2026-03-01 | bar: MAR
976 | H07B100976 | 13215 | BEMS | B | - | ACT | C | H07 | BEMS | INFUSION PUMP | INFUSION PUMP | BA | WARD 1 | L01 | ISH/BE/00704 | 0 |  | 0 | HOSPITAL | 3650 | 0 | 0 | 0 | 0 | 0 | 0 | 0 | 0 | 0 | 0 | 2011-09-01 | 1900-01-01 | 15 | [8 empty] | WARD 1 |  |  |  | 0 | 0 | [12 empty] | admin | 2024-12-12 14:25 |  | B.BRAUN | 8712212 | 50828 | WARD 1 |  |  | 1 | B | 1 |  | B.BRAUN MEDICAL SUPPLIES SDN BHD | B.BRAUN MEDICAL SUPPLIES SDN BHD |  | GERMANY |  | PRINCIP ENGINEERING |  |  | 0 | 0 | 0 | 0 |  |  |  |  | 2009-09-17 | KPJ Ipoh Specialist Hospital | 1 | [12 empty] | 2025-03-01 | 2026-03-01 | bar: MAR
977 | H07B100977 | 13215 | BEMS | B | - | ACT | C | H07 | BEMS | INFUSION PUMP | INFUSION PUMP | BA | WARD 1 | L01 | ISH/BE/00893 | 0 |  | 0 | HOSPITAL | 3400 | 0 | 0 | 0 | 0 | 0 | 0 | 0 | 0 | 0 | 0 | 2012-09-01 | 1900-01-01 | 14 | [8 empty] | WARD 1 |  |  |  | 0 | 0 | [12 empty] | admin | 2024-12-12 14:25 |  | B.BRAUN | 8712212 | 63401 | WARD 1 |  |  | 1 | B | 1 |  | B.BRAUN MEDICAL SUPPLIES SDN BHD | B.BRAUN MEDICAL SUPPLIES SDN BHD |  | GERMANY |  | PRINCIP ENGINEERING |  |  | 0 | 0 | 0 | 0 |  |  |  |  | 2010-09-24 | KPJ Ipoh Specialist Hospital | 1 | [12 empty] | 2025-03-01 | 2026-03-01 | bar: MAR
978 | H07B100978 | 13215 | BEMS | B | - | ACT | C | H07 | BEMS | INFUSION PUMP | INFUSION PUMP | BA | WARD 1 | L01 | ISH/BE/00894 | 0 |  | 0 | HOSPITAL | 3400 | 0 | 0 | 0 | 0 | 0 | 0 | 0 | 0 | 0 | 0 | 2012-09-01 | 1900-01-01 | 14 | [8 empty] | WARD 1 |  |  |  | 0 | 0 | [12 empty] | admin | 2024-12-12 14:25 |  | B.BRAUN | 8712212 | 63387 | WARD 1 |  |  | 1 | B | 1 |  | B.BRAUN MEDICAL SUPPLIES SDN BHD | B.BRAUN MEDICAL SUPPLIES SDN BHD |  | GERMANY |  | PRINCIP ENGINEERING |  |  | 0 | 0 | 0 | 0 |  |  |  |  | 2010-09-24 | KPJ Ipoh Specialist Hospital | 1 | [12 empty] | 2025-03-01 | 2026-03-01 | bar: MAR
986 | H07B100986 | - | BEMS | B | - | ACT | C | H07 | BEMS | RADIANT WARMER | RADIANT WARMER | BA | WARD 1 | L01 | ISH/BE/00090 | 0 |  | 0 | HOSPITAL | 0 | 0 | 0 | 0 | 0 | 0 | 0 | 0 | 0 | 0 | 0 |  | 1900-01-01 | 28 | [8 empty] | WARD 1 |  |  |  | 0 | 0 | [12 empty] | admin | 2024-12-12 14:25 |  | AMEDA | MNC | BP504040 | WARD 1 |  |  | 1 | B | 1 |  | HISTOPOINT SND BHD | HISTOPOINT SND BHD |  | JAPAN |  | PRINCIP ENGINEERING |  |  | 0 | 0 | 0 | 0 |  |  |  |  | 1996-01-19 | KPJ Ipoh Specialist Hospital | 1 | [12 empty] | 2025-03-01 | 2026-03-01 | bar: MAR
1006 | H07B101006 | - | BEMS | B | - | ACT | C | H07 | BEMS | APNEA MONITOR | APNEA MONITOR | BA | WARD 1 | L01 | ISH/BE/00820 | 0 |  | 0 | HOSPITAL | 3800 | 0 | 0 | 0 | 0 | 0 | 0 | 0 | 0 | 0 | 0 | 2011-06-01 | 1900-01-01 | 14 | [8 empty] | WARD 1 |  |  |  | 0 | 0 | [12 empty] | admin | 2024-12-12 14:25 |  | GRASEBY MEDICAL | MR10 | 13004946 | WARD 1 |  |  | 1 | B | 1 |  | PRIMED MEDICAL SDN.BHD | PRIMED MEDICAL SDN.BHD |  | USA |  | PRINCIP ENGINEERING |  |  | 0 | 0 | 0 | 0 |  |  |  |  | 2010-01-06 | KPJ Ipoh Specialist Hospital | 1 | [12 empty] | 2025-03-01 | 2026-03-01 | bar: MAR
1007 | H07B101007 | 17148 | BEMS | B | - | ACT | C | H07 | BEMS | OXIMETERS, PULSE | OXIMETERS, PULSE | BA | WARD 1 | L01 | ISH/BE/00977 | 0 |  | 0 | HOSPITAL | 5700 | 0 | 0 | 0 | 0 | 0 | 0 | 0 | 0 | 0 | 0 | 2012-04-01 | 1900-01-01 | 13 | [8 empty] | WARD 1 |  |  |  | 0 | 0 | [12 empty] | admin | 2024-12-12 14:25 |  | NELLCOR | N560 | 011410060382 | WARD 1 |  |  | 1 | B | 1 |  | HOSPIMETRIX SDN BHD | HOSPIMETRIX SDN BHD |  | USA |  | PRINCIP ENGINEERING |  |  | 0 | 0 | 0 | 0 |  |  |  |  | 2011-04-20 | KPJ Ipoh Specialist Hospital | 1 | [12 empty] | 2025-03-01 | 2026-03-01 | bar: MAR
1008 | H07B101008 | 17148 | BEMS | B | - | ACT | C | H07 | BEMS | OXIMETERS, PULSE | OXIMETERS, PULSE | BA | WARD 1 | L01 | ISH/BE/01101 | 0 |  | 0 | HOSPITAL | 3200 | 0 | 0 | 0 | 0 | 0 | 0 | 0 | 0 | 0 | 0 | 2014-07-01 | 1900-01-01 | 11 | [8 empty] | WARD 1 |  |  |  | 0 | 0 | [12 empty] | admin | 2024-12-12 14:25 |  | PHILIPS | SURESIGNS VM1 | NB12702132 | WARD 1 |  |  | 1 | B | 1 |  | SUP100018 | IDS MEDICAL SYSTEM (M) SDN BHD | STOR 105643 | GERMANY |  | PRINCIP ENGINEERING |  |  | 0 | 0 | 0 | 0 |  |  |  |  | 2013-04-07 | KPJ Ipoh Specialist Hospital | 1 | [12 empty] | 2025-03-01 | 2026-03-01 | bar: MAR
1009 | H07B101009 | 17148 | BEMS | B | - | ACT | C | H07 | BEMS | OXIMETERS, PULSE | OXIMETERS, PULSE | BA | WARD 1 | L01 | ISH/BE/01102 | 0 |  | 0 | HOSPITAL | 3200 | 0 | 0 | 0 | 0 | 0 | 0 | 0 | 0 | 0 | 0 | 2014-07-01 | 1900-01-01 | 11 | [8 empty] | WARD 1 |  |  |  | 0 | 0 | [12 empty] | admin | 2024-12-12 14:25 |  | PHILIPS | SURESIGNS VM1 | NB12702160 | WARD 1 |  |  | 1 | B | 1 |  | SUP100018 | IDS MEDICAL SYSTEM (M) SDN BHD | STOR 105643 | GERMANY |  | PRINCIP ENGINEERING |  |  | 0 | 0 | 0 | 0 |  |  |  |  | 2013-04-07 | KPJ Ipoh Specialist Hospital | 1 | [12 empty] | 2025-03-01 | 2026-03-01 | bar: MAR
1010 | H07B101010 | 17148 | BEMS | B | - | ACT | C | H07 | BEMS | OXIMETERS, PULSE | OXIMETERS, PULSE | BA | WARD 1 | L01 | ISH/BE/01103 | 0 |  | 0 | HOSPITAL | 3200 | 0 | 0 | 0 | 0 | 0 | 0 | 0 | 0 | 0 | 0 | 2014-07-01 | 1900-01-01 | 11 | [8 empty] | WARD 1 |  |  |  | 0 | 0 | [12 empty] | admin | 2024-12-12 14:25 |  | PHILIPS | SURESIGNS VM1 | NB12702152 | WARD 1 |  |  | 1 | B | 1 |  | SUP100018 | IDS MEDICAL SYSTEM (M) SDN BHD | STOR 105643 | GERMANY |  | PRINCIP ENGINEERING |  |  | 0 | 0 | 0 | 0 |  |  |  |  | 2013-04-07 | KPJ Ipoh Specialist Hospital | 1 | [12 empty] | 2025-03-01 | 2026-03-01 | bar: MAR
1047 | H07B101047 | 10485 | BEMS | B | - | ACT | C | H07 | BEMS | BREAST PUMP | BREAST PUMP | BA | WARD 1 | L01 | ISH/BE/01765 | 0 |  | 0 | HOSPITAL | 16500 | 0 | 0 | 0 | 0 | 0 | 0 | 0 | 0 | 0 | 0 | 2024-07-03 | 1900-01-01 | 1 | [8 empty] | WARD 1 |  |  |  | 0 | 0 | [12 empty] | admin | 2024-12-12 14:25 |  | MEDELA AG | SYMPHONY | 2015177 | WARD 1 |  |  | 1 | B | 1 |  | PRINCIP ENGINEEERING | PRINCIP ENGINEEERING | STOR 210853 | SWITZERLAND |  | PRINCIP ENGINEERING |  |  | 0 | 0 | 0 | 0 |  |  |  |  | 2023-08-03 | KPJ Ipoh Specialist Hospital | 1 | [12 empty] | 2025-03-01 | 2026-03-01 | bar: MAR
1060 | H07B101060 | 13462 | BEMS | B | - | ACT | N | H07 | BEMS | WEIGHING SCALES, BABY | WEIGHING SCALES, BABY | BA | WARD 1 | L01 | ISH/BE/01986 | 0 |  | 0 | HOSPITAL | 4600 | 0 | 0 | 0 | 0 | 0 | 0 | 0 | 0 | 0 | 0 | 2029-03-28 | 1900-01-01 | 0 | [8 empty] | WARD 1 |  |  |  | 0 | 0 | [12 empty] | admin | 2024-12-12 14:25 |  | MARSDEN | M-400-80D | 22304014 | WARD 1 |  |  | 1 | B | 1 |  | SUP100026 | PRINCIP ENGINEERING | STOR 224193 (FA) | UK |  | PRINCIP ENGINEERING |  |  | 0 | 0 | 0 | 0 |  |  |  |  | 2024-03-29 | KPJ Ipoh Specialist Hospital | 1 | [12 empty] | 2025-03-01 | 2026-03-01 | bar: MAR
1061 | H07B101061 | 10485 | BEMS | B | - | ACT | C | H07 | BEMS | BREAST PUMP | BREAST PUMP | BA | WARD 1 | L01 | ISH/BE/01987 | 0 |  | 0 | HOSPITAL | 16000 | 0 | 0 | 0 | 0 | 0 | 0 | 0 | 0 | 0 | 0 | 2025-03-28 | 1900-01-01 | 0 | [8 empty] | WARD 1 |  |  |  | 0 | 0 | [12 empty] | admin | 2024-12-12 14:25 |  | MEDELA AG | SYMPHONY | 2070144 | WARD 1 |  |  | 1 | B | 1 |  | SUP100026 | PRINCIP ENGINEERING | STOR 223451 (FA) | SWITZERLAND |  | PRINCIP ENGINEERING |  |  | 0 | 0 | 0 | 0 |  |  |  |  | 2024-03-29 | KPJ Ipoh Specialist Hospital | 1 | [12 empty] | 2025-03-01 | 2026-03-01 | bar: MAR
1148 | H07B101148 | 17148 | BEMS | B | - | ACT | C | H07 | BEMS | OXIMETERS, PULSE | OXIMETERS, PULSE | BA | WARD 2 | L02 | ISH/BE/01167 | 0 |  |  | HOSPITAL | 3200 | 0 | 0 | 0 | 0 | 0 | 0 | 0 | 0 | 0 | 0 | 2015-06-01 | 1900-01-01 | 10 | [8 empty] | WARD 2 |  |  |  | 0 | 0 | [12 empty] | admin | 2024-12-12 14:25 |  | PHILIPS | 863264 | NB 12703707 | WARD 2 |  |  | 1 | B | 1 |  | SUP100018 | IDS MEDICAL SYSTEM (M) SDN BHD | STOR 113366 (FA) | GERMANY |  | PRINCIP ENGINEERING |  |  | 0 | 0 | 0 | 0 |  |  |  |  | 2014-06-05 | KPJ Ipoh Specialist Hospital | 1 | [12 empty] | 2025-03-01 | 2026-03-01 | bar: MAR
1149 | H07B101149 | 17148 | BEMS | B | - | ACT | C | H07 | BEMS | OXIMETERS, PULSE | OXIMETERS, PULSE | BA | WARD 2 | L02 | ISH/BE/01168 | 0 |  |  | HOSPITAL | 3200 | 0 | 0 | 0 | 0 | 0 | 0 | 0 | 0 | 0 | 0 | 2015-06-01 | 1900-01-01 | 10 | [8 empty] | WARD 2 |  |  |  | 0 | 0 | [12 empty] | admin | 2024-12-12 14:25 |  | PHILIPS | 863264 | NB 12703696 | WARD 2 |  |  | 1 | B | 1 |  | SUP100018 | IDS MEDICAL SYSTEM (M) SDN BHD | STOR 113366 (FA) | GERMANY |  | PRINCIP ENGINEERING |  |  | 0 | 0 | 0 | 0 |  |  |  |  | 2014-06-05 | KPJ Ipoh Specialist Hospital | 1 | [12 empty] | 2025-03-01 | 2026-03-01 | bar: MAR
1154 | H07B101154 | 13215 | BEMS | B | - | ACT | C | H07 | BEMS | INFUSION PUMP | INFUSION PUMP | BA | WARD 2 | L02 | ISH/BE/01370 | 0 |  |  | HOSPITAL | 3900 | 0 | 0 | 0 | 0 | 0 | 0 | 0 | 0 | 0 | 0 | 2018-04-01 | 1900-01-01 | 8 | [8 empty] | WARD 2 |  |  |  | 0 | 0 | [12 empty] | admin | 2024-12-12 14:25 |  | TERUMO | TE*135NW2 | 1507000005 | WARD 2 |  |  | 1 | B | 1 |  | SUMMIT COMPANY (M) SDN BHD | SUMMIT COMPANY (M) SDN BHD | SON 133TE*135NW213 | JAPAN |  | PRINCIP ENGINEERING |  |  | 0 | 0 | 0 | 0 |  |  |  |  | 2016-04-14 | KPJ Ipoh Specialist Hospital | 1 | [12 empty] | 2025-03-01 | 2026-03-01 | bar: MAR
1171 | H07B101171 | 10485 | BEMS | B | - | ACT | C | H07 | BEMS | BREAST PUMP | BREAST PUMP | BA | WARD 2 | L02 | ISH/BE/01784 | 0 |  |  | HOSPITAL | 16500 | 0 | 0 | 0 | 0 | 0 | 0 | 0 | 0 | 0 | 0 |  | 1900-01-01 | 0 | [8 empty] | WARD 2 |  |  |  | 0 | 0 | [12 empty] | admin | 2024-12-12 14:25 |  | MEDELA AG | SYMPHONY | 2016492 | WARD 2 |  |  | 1 | B | 1 |  | PRINCIP ENGINEEERING | PRINCIP ENGINEEERING | STOR 210853 | SWITZERLAND |  | PRINCIP ENGINEERING |  |  | 0 | 0 | 0 | 0 |  |  |  |  | 2023-03-23 | KPJ Ipoh Specialist Hospital | 1 | [12 empty] | 2025-03-01 | 2026-03-01 | bar: MAR
1182 | H07B101182 | 17148 | BEMS | B | - | ACT | C | H07 | BEMS | OXIMETERS, PULSE | OXIMETERS, PULSE | BB | WARD 7A | L03 | ISH/BE/00003 | 0 |  |  | HOSPITAL | 3500 | 0 | 0 | 0 | 0 | 0 | 0 | 0 | 0 | 0 | 0 |  | 1900-01-01 | 17 | [8 empty] | WARD 7A |  |  |  | 0 | 0 | [12 empty] | admin | 2024-12-12 14:25 |  | NELLCOR | N-550 | 237 | WARD 7A |  |  | 1 | B | 1 |  | IPOH JAYA MEDIC ENTERPRISE | IPOH JAYA MEDIC ENTERPRISE | SERS000N-55000 | CHINA |  | PRINCIP ENGINEERING |  |  | 0 | 0 | 0 | 0 |  |  |  |  | 2007-05-23 | KPJ Ipoh Specialist Hospital | 1 | [12 empty] | 2025-03-01 | 2026-03-01 | bar: MAR
1218 | H07B101218 | 13215 | BEMS | B | - | ACT | C | H07 | BEMS | INFUSION PUMP | INFUSION PUMP | BA | WARD 6 | L03 | ISH/BE/01520 | 0 |  | 0 | HOSPITAL | 4200 | 0 | 0 | 0 | 0 | 0 | 0 | 0 | 0 | 0 | 0 | 2019-07-01 | 1900-01-01 | 7 | [8 empty] | WARD 6 |  |  |  | 0 | 0 | [12 empty] | admin | 2024-12-12 14:25 |  | TERUMO | TE-135 | 1605000544 | WARD 6 |  |  | 1 | B | 1 |  | SUMMIT COMPANY (M) SDN BHD | SUMMIT COMPANY (M) SDN BHD | STOR | JAPAN |  | PRINCIP ENGINEERING |  |  | 0 | 0 | 0 | 0 |  |  |  |  | 2017-07-14 | KPJ Ipoh Specialist Hospital | 1 | [12 empty] | 2025-03-01 | 2026-03-01 | bar: MAR
1219 | H07B101219 | 13215 | BEMS | B | - | ACT | C | H07 | BEMS | INFUSION PUMP | INFUSION PUMP | BA | WARD 6 | L03 | ISH/BE/01521 | 0 |  | 0 | HOSPITAL | 4200 | 0 | 0 | 0 | 0 | 0 | 0 | 0 | 0 | 0 | 0 | 2019-07-01 | 1900-01-01 | 7 | [8 empty] | WARD 6 |  |  |  | 0 | 0 | [12 empty] | admin | 2024-12-12 14:25 |  | TERUMO | TE-135 | 1605000546 | WARD 6 |  |  | 1 | B | 1 |  | SUMMIT COMPANY (M) SDN BHD | SUMMIT COMPANY (M) SDN BHD | STOR | JAPAN |  | PRINCIP ENGINEERING |  |  | 0 | 0 | 0 | 0 |  |  |  |  | 2017-07-14 | KPJ Ipoh Specialist Hospital | 1 | [12 empty] | 2025-03-01 | 2026-03-01 | bar: MAR
48 | H07B100048 | 13215 | BEMS | B | - | ACT | C | H07 | BEMS | INFUSION PUMP | INFUSION PUMP | BA | ICU | L01 | ISH/BE/00420 | 0 |  | 0 | HOSPITAL | 3500 | 0 | 0 | 0 | 0 | 0 | 0 | 0 | 0 | 0 | 0 |  | 1900-01-01 | 17 | [8 empty] | ICU |  |  |  | 0 | 0 | [12 empty] | admin | 2024-12-12 14:25 |  | B.BRAUN | 8712212 | 38775 | INTENSIVE CARE UNIT SERVICES |  |  | 1 | B | 1 |  | B.BRAUN MEDICAL SUPPLIES SDN BHD | B.BRAUN MEDICAL SUPPLIES SDN BHD |  | GERMANY |  | PRINCIP ENGINEERING |  |  | 0 | 0 | 0 | 0 |  |  |  |  | 2007-10-12 | KPJ Ipoh Specialist Hospital | 1 | [12 empty] | 2025-04-01 | 2026-04-01 | bar: APR
103 | H07B100103 | 12276 | BEMS | B | - | ACT | N | H07 | BEMS | EXAMINATION LIGHT | EXAMINATION LIGHT | BA | ICU | L01 | ISH/BE/01371 | 0 |  | 0 | HOSPITAL | 582 | 0 | 0 | 0 | 0 | 0 | 0 | 0 | 0 | 0 | 0 | 2016-12-01 | 1900-01-01 | 9 | [8 empty] | ICU |  |  |  | 0 | 0 | [12 empty] | admin | 2024-12-12 14:25 |  | LKL | WM 701 | 15SWM002171 | INTENSIVE CARE UNIT SERVICES |  |  | 1 | B | 1 |  | LKL ADVANCE METALTECH SDN BHD | LKL ADVANCE METALTECH SDN BHD |  | CHINA |  | PRINCIP ENGINEERING |  |  | 0 | 0 | 0 | 0 |  |  |  |  | 2015-12-01 | KPJ Ipoh Specialist Hospital | 1 | [12 empty] | 2025-04-01 | 2026-04-01 | bar: APR
172 | H07B100172 | 12276 | BEMS | B | - | ACT | N | H07 | BEMS | EXAMINATION LIGHT | EXAMINATION LIGHT | BA | HDU | L02 | ISH/BE/00415 | 0 |  | 0 | HOSPITAL | 500 | 0 | 0 | 0 | 0 | 0 | 0 | 0 | 0 | 0 | 0 |  | 1900-01-01 | 24 | [8 empty] | HDU |  |  |  | 0 | 0 | [12 empty] | admin | 2024-12-12 14:25 |  | EL | EL102 | 10281126 | HIGH DEPENDENCY UNIT |  |  | 1 | B | 1 |  | EASTERN MEDICAL SDN BHD | EASTERN MEDICAL SDN BHD |  | USA |  | PRINCIP ENGINEERING |  |  | 0 | 0 | 0 | 0 |  |  |  |  | 2000-01-01 | KPJ Ipoh Specialist Hospital | 1 | [12 empty] | 2025-04-01 | 2026-04-01 | bar: APR
177 | H07B100177 | 13460 | BEMS | B | - | ACT | N | H07 | BEMS | WEIGHING SCALES, CHAIR | WEIGHING SCALES, CHAIR | BA | HDU | L02 | ISH/BE/01799 | 0 |  | 0 | HOSPITAL | 5350 | 0 | 0 | 0 | 0 | 0 | 0 | 0 | 0 | 0 | 0 |  | 1900-01-01 | 1 | [8 empty] | HDU |  |  |  | 0 | 0 | [12 empty] | admin | 2024-12-12 14:25 |  | SECA | SECA 952 | 10000000946923 | HIGH DEPENDENCY UNIT |  |  | 1 | B | 1 |  | HARMONI JAYA | HARMONI JAYA | STOR 210131 | USA |  | HARMONI JAYA |  |  | 0 | 0 | 0 | 0 |  |  |  |  | 2023-04-14 | KPJ Ipoh Specialist Hospital | 1 | [12 empty] | 2025-04-01 | 2026-04-01 | bar: APR
211 | H07B100211 | - | BEMS | B | - | ACT | C | H07 | BEMS | NITRIC OXIDE DELIVERY SYSTEM | NITRIC OXIDE DELIVERY SYSTEM | BA | NICU | L01 | ISH/BE/01566 | 0 |  | 0 | HOSPITAL | 147000 | 0 | 0 | 0 | 0 | 0 | 0 | 0 | 0 | 0 | 0 | 2020-03-01 | 1900-01-01 | 6 | [8 empty] | NICU |  |  |  | 0 | 0 | [12 empty] | admin | 2024-12-12 14:25 |  | EKU | iNO | ASKB-0002 NOAE615121 | NICU |  |  | 1 | B | 1 |  | GAS WALKER MIRAMED SDN BHD | GAS WALKER MIRAMED SDN BHD | STOR 154949 (FA) | GERMANY |  | GAS WALKER MIRAMED SDN BHD |  |  | 0 | 0 | 0 | 0 |  |  |  |  | 2018-03-21 | KPJ Ipoh Specialist Hospital | 1 | [12 empty] | 2025-04-01 | 2026-04-01 | bar: APR
273 | H07B100273 | 10414 | BEMS | B | - | ACT | N | H07 | BEMS | WARMING SYSTEM | WARMING SYSTEM | BA | OT | L01 | ISH/BE/01539 | 0 |  | 0 | HOSPITAL | 7000 | 0 | 0 | 0 | 0 | 0 | 0 | 0 | 0 | 0 | 0 | 2019-09-01 | 1900-01-01 | 7 | [8 empty] | OT |  |  |  | 0 | 0 | [12 empty] | admin | 2024-12-12 14:25 |  | 3M | 775 BAIR HUGGER | 89776 | OPERATION THEATRE |  |  | 1 | B | 1 |  | CALMED HEALTHCARE SDN BHD | CALMED HEALTHCARE SDN BHD | STOR 148428 (FA) | USA |  | PRINCIP ENGINEERING |  |  | 0 | 0 | 0 | 0 |  |  |  |  | 2017-09-13 | KPJ Ipoh Specialist Hospital | 1 | [12 empty] | 2025-04-01 | 2026-04-01 | bar: APR
274 | H07B100274 | 10414 | BEMS | B | - | ACT | N | H07 | BEMS | WARMING SYSTEM | WARMING SYSTEM | BA | OT | L01 | ISH/BE/01662 | 0 |  | 0 | HOSPITAL | 8500 | 0 | 0 | 0 | 0 | 0 | 0 | 0 | 0 | 0 | 0 | 2022-10-01 | 1900-01-01 | 3 | [8 empty] | OT |  |  |  | 0 | 0 | [12 empty] | admin | 2024-12-12 14:25 |  | CSZ | WARM AIR 135 | 213-13517424 | OPERATION THEATRE |  |  | 1 | B | 1 |  | SUP100016 | INSAN BAKTI SDN BHD | SROR 194841 | USA |  | PRINCIP ENGINEERING |  |  | 0 | 0 | 0 | 0 |  |  |  |  | 2021-07-10 | KPJ Ipoh Specialist Hospital | 1 | [12 empty] | 2025-04-01 | 2026-04-01 | bar: APR
307 | H07B100307 | 11490 | BEMS | B | - | ACT | C | H07 | BEMS | ELECTROSURGICAL UNITS | ELECTROSURGICAL UNITS | BA | OT | L01 | ISH/BE/00489 | 0 |  | 0 | HOSPITAL | 45000 | 0 | 0 | 0 | 0 | 0 | 0 | 0 | 0 | 0 | 0 |  | 1900-01-01 | 16 | [8 empty] | OT |  |  |  | 0 | 0 | [12 empty] | admin | 2024-12-12 14:25 |  | ARTHROCARE | COBLATOR 11 | C8416 | OPERATION THEATRE |  |  | 1 | B | 1 |  | HUMEDICAL (M) SDN BHD | HUMEDICAL (M) SDN BHD |  | USA |  | HUMEDICAL (M) SDN BHD |  |  | 0 | 0 | 0 | 0 |  |  |  |  | 2008-07-21 | KPJ Ipoh Specialist Hospital | 1 | [12 empty] | 2025-04-01 | 2026-04-01 | bar: APR
321 | H07B100321 | 12340 | BEMS | B | - | ACT | C | H07 | BEMS | LIGHT SOURCE | LIGHT SOURCE | BA | OT | L01 | ISH/BE/01573 | 0 |  | 0 | HOSPITAL | 35100 | 0 | 0 | 0 | 0 | 0 | 0 | 0 | 0 | 0 | 0 | 2019-07-01 | 1900-01-01 | 6 | [8 empty] | OT |  |  |  | 0 | 0 | [12 empty] | admin | 2024-12-12 14:25 |  | SUNOPTICS | LED 4000 | 16112051 | OPERATION THEATRE |  |  | 1 | B | 1 |  | HUMEDICAL (M) SDN BHD | HUMEDICAL (M) SDN BHD |  | USA |  | HUMEDICAL (M) SDN BHD |  |  | 0 | 0 | 0 | 0 |  |  |  |  | 2018-07-06 | KPJ Ipoh Specialist Hospital | 1 | [12 empty] | 2025-04-01 | 2026-04-01 | bar: APR
331 | H07B100331 | 12539 | BEMS | B | - | ACT | C | H07 | BEMS | MICROSCOPE | MICROSCOPE | BA | OT | L01 | ISH/BE/00513 | 0 |  | 0 | HOSPITAL | 120000 | 0 | 0 | 0 | 0 | 0 | 0 | 0 | 0 | 0 | 0 |  | 1900-01-01 | 16 | [8 empty] | OT |  |  |  | 0 | 0 | [12 empty] | admin | 2024-12-12 14:25 |  | KAPS | SOM 62 | 17627 | OPERATION THEATRE |  |  | 1 | B | 1 |  | WELCH ALLYN (M) SDN BHD | WELCH ALLYN (M) SDN BHD |  | GERMANY |  | BIOPRO SERVICES |  |  | 0 | 0 | 0 | 0 |  |  |  |  | 2008-07-24 | KPJ Ipoh Specialist Hospital | 1 | [12 empty] | 2025-04-01 | 2026-04-01 | bar: APR
334 | H07B100334 | 16228 | BEMS | B | - | ACT | C | H07 | BEMS | LITHOCLAST | LITHOCLAST | BA | OT | L01 | ISH/BE/00525 | 0 |  | 0 | HOSPITAL | 100000 | 0 | 0 | 0 | 0 | 0 | 0 | 0 | 0 | 0 | 0 |  | 1900-01-01 | 19 | [8 empty] | OT |  |  |  | 0 | 0 | [12 empty] | admin | 2024-12-12 14:25 |  | SWISS | EMS 1347 | 331472 | OPERATION THEATRE |  |  | 1 | B | 1 |  | BH ENTERPRISE SDN BHD | BH ENTERPRISE SDN BHD |  | USA |  | BH ENTERPRISE SDN BHD |  |  | 0 | 0 | 0 | 0 |  |  |  |  | 1905-06-17 | KPJ Ipoh Specialist Hospital | 1 | [12 empty] | 2025-04-01 | 2026-04-01 | bar: APR
335 | H07B100335 | 10208 | BEMS | B | - | ACT | C | H07 | BEMS | VACUMAT | VACUMAT | BA | OT | L01 | ISH/BE/00526 | 0 |  | 0 | HOSPITAL | 0 | 0 | 0 | 0 | 0 | 0 | 0 | 0 | 0 | 0 | 0 |  | 1900-01-01 | 19 | [8 empty] | OT |  |  |  | 0 | 0 | [12 empty] | admin | 2024-12-12 14:25 |  | SWISS | 100 | O1366 | OPERATION THEATRE |  |  | 1 | B | 1 |  | BH ENTERPRISE SDN BHD | BH ENTERPRISE SDN BHD |  | USA |  | BH ENTERPRISE SDN BHD |  |  | 0 | 0 | 0 | 0 |  |  |  |  | 1905-06-17 | KPJ Ipoh Specialist Hospital | 1 | [12 empty] | 2025-04-01 | 2026-04-01 | bar: APR
336 | H07B100336 | 10972 | BEMS | B | - | ACT | C | H07 | BEMS | AIR COMPRESSOR | AIR COMPRESSOR | BA | OT | L01 | ISH/BE/00527 | 0 |  | 0 | HOSPITAL | 0 | 0 | 0 | 0 | 0 | 0 | 0 | 0 | 0 | 0 | 0 |  | 1900-01-01 | 19 | [8 empty] | OT |  |  |  | 0 | 0 | [12 empty] | admin | 2024-12-12 14:25 |  | JUN AIR | 6-J-EMS | 342075 | OPERATION THEATRE |  |  | 1 | B | 1 |  | BH ENTERPRISE SDN BHD | BH ENTERPRISE SDN BHD |  | USA |  | BH ENTERPRISE SDN BHD |  |  | 0 | 0 | 0 | 0 |  |  |  |  | 1905-06-17 | KPJ Ipoh Specialist Hospital | 1 | [12 empty] | 2025-04-01 | 2026-04-01 | bar: APR
343 | H07B100343 | 16228 | BEMS | B | - | ACT | C | H07 | BEMS | LITHOCLAST | LITHOCLAST | BA | OT | L01 | ISH/BE/01033 | 0 |  | 0 | HOSPITAL | 249600 | 0 | 0 | 0 | 0 | 0 | 0 | 0 | 0 | 0 | 0 | 2013-01-01 | 1900-01-01 | 12 | [8 empty] | OT |  |  |  | 0 | 0 | [12 empty] | admin | 2024-12-12 14:25 |  | EMS | SWISS LITHOCLAST MASTER | BC01764 | OPERATION THEATRE |  |  | 1 | B | 1 |  | BH ENTERPRISE SDN BHD | BH ENTERPRISE SDN BHD |  | SWITZERLAND |  | BH ENTERPRISE SDN BHD |  |  | 0 | 0 | 0 | 0 |  |  |  |  | 2012-01-16 | KPJ Ipoh Specialist Hospital | 1 | [12 empty] | 2025-04-01 | 2026-04-01 | bar: APR
347 | H07B100347 | 15966 | BEMS | B | - | ACT | C | H07 | BEMS | LCD MONITOR | LCD MONITOR | BA | OT | L01 | ISH/BE/01108 | 0 |  | 0 | HOSPITAL | 0 | 0 | 0 | 0 | 0 | 0 | 0 | 0 | 0 | 0 | 0 | 2013-07-01 | 1900-01-01 | 11 | [8 empty] | OT |  |  |  | 0 | 0 | [12 empty] | admin | 2024-12-12 14:25 |  | KARL STORZ | 9826NB | E31A10124 | OPERATION THEATRE |  |  | 1 | B | 1 |  | SUP100049 | UMMI SURGICAL SDN BHD | STOR 106830 | GERMANY |  | UMMI SURGICAL SDN BHD |  |  | 0 | 0 | 0 | 0 |  |  |  |  | 2013-07-18 | KPJ Ipoh Specialist Hospital | 1 | [12 empty] | 2025-04-01 | 2026-04-01 | bar: APR
348 | H07B100348 | - | BEMS | B | - | ACT | C | H07 | BEMS | LIGHT SOURCE | LIGHT SOURCE | BA | OT | L01 | ISH/BE/01109 | 0 |  | 0 | HOSPITAL | 0 | 0 | 0 | 0 | 0 | 0 | 0 | 0 | 0 | 0 | 0 | 2013-07-01 | 1900-01-01 | 11 | [8 empty] | OT |  |  |  | 0 | 0 | [12 empty] | admin | 2024-12-12 14:25 |  | KARL STORZ | 20134020 | RW0687875 | OPERATION THEATRE |  |  | 1 | B | 1 |  | SUP100049 | UMMI SURGICAL SDN BHD | STOR 106830 | GERMANY |  | UMMI SURGICAL SDN BHD |  |  | 0 | 0 | 0 | 0 |  |  |  |  | 2013-07-18 | KPJ Ipoh Specialist Hospital | 1 | [12 empty] | 2025-04-01 | 2026-04-01 | bar: APR
349 | H07B100349 | 18037 | BEMS | B | - | ACT | C | H07 | BEMS | VIDEO PROCESSOR | VIDEO PROCESSOR | BA | OT | L01 | ISH/BE/01110 | 0 |  | 0 | HOSPITAL | 240000 | 0 | 0 | 0 | 0 | 0 | 0 | 0 | 0 | 0 | 0 | 2013-07-01 | 1900-01-01 | 11 | [8 empty] | OT |  |  |  | 0 | 0 | [12 empty] | admin | 2024-12-12 14:25 |  | KARL STORZ | 22201020 | RW703842 | OPERATION THEATRE |  |  | 1 | B | 1 |  | SUP100049 | UMMI SURGICAL SDN BHD | STOR 106830 | GERMANY |  | UMMI SURGICAL SDN BHD |  |  | 0 | 0 | 0 | 0 |  |  |  |  | 2013-07-18 | KPJ Ipoh Specialist Hospital | 1 | [12 empty] | 2025-04-01 | 2026-04-01 | bar: APR
350 | H07B100350 | 12144 | BEMS | B | - | ACT | C | H07 | BEMS | CO2 INSUFFLATOR | CO2 INSUFFLATOR | BA | OT | L01 | ISH/BE/01111 | 0 |  | 0 | HOSPITAL | 0 | 0 | 0 | 0 | 0 | 0 | 0 | 0 | 0 | 0 | 0 | 2013-07-01 | 1900-01-01 | 11 | [8 empty] | OT |  |  |  | 0 | 0 | [12 empty] | admin | 2024-12-12 14:25 |  | KARL STORZ | 26430520 | RW29073-B | OPERATION THEATRE |  |  | 1 | B | 1 |  | SUP100049 | UMMI SURGICAL SDN BHD | STOR 106830 | GERMANY |  | UMMI SURGICAL SDN BHD |  |  | 0 | 0 | 0 | 0 |  |  |  |  | 2013-07-18 | KPJ Ipoh Specialist Hospital | 1 | [12 empty] | 2025-04-01 | 2026-04-01 | bar: APR
386 | H07B100386 | - | BEMS | B | - | ACT | C | H07 | BEMS | CRYO MACHIINE | CRYO MACHIINE | BA | OT | L01 | ISH/BE/01196 | 0 |  | 0 | HOSPITAL | 45000 | 0 | 0 | 0 | 0 | 0 | 0 | 0 | 0 | 0 | 0 | 2015-11-01 | 1900-01-01 | 10 | [8 empty] | OT |  |  |  | 0 | 0 | [12 empty] | admin | 2024-12-12 14:25 |  | COOPER SURGICAL | CE-2000 | 061411 | OPERATION THEATRE |  |  | 1 | B | 1 |  | FISHER SCIENTIFIC (M) SDN BHD | FISHER SCIENTIFIC (M) SDN BHD | STOR 115087 (FA) | USA |  | PRINCIP ENGINEERING |  |  | 0 | 0 | 0 | 0 |  |  |  |  | 2014-11-07 | KPJ Ipoh Specialist Hospital | 1 | [12 empty] | 2025-04-01 | 2026-04-01 | bar: APR
399 | H07B100399 | - | BEMS | B | - | ACT | C | H07 | BEMS | INTERGRATED POWER CONSOLE | INTERGRATED POWER CONSOLE | BA | OT | L01 | ISH/BE/00731 | 0 |  | 0 | HOSPITAL | 145000 | 0 | 0 | 0 | 0 | 0 | 0 | 0 | 0 | 0 | 0 | 2011-01-01 | 1900-01-01 | 14 | [8 empty] | OT |  |  |  | 0 | 0 | [12 empty] | admin | 2024-12-12 14:25 |  | MEDTRONIC | EC300 | 71785 | OPERATION THEATRE |  |  | 1 | B | 1 |  | HUMEDICAL (M) SDN BHD | HUMEDICAL (M) SDN BHD |  | USA |  | HUMEDICAL (M) SDN BHD |  |  | 0 | 0 | 0 | 0 |  |  |  |  | 2010-05-01 | KPJ Ipoh Specialist Hospital | 1 | [12 empty] | 2025-04-01 | 2026-04-01 | bar: APR
400 | H07B100400 | - | BEMS | B | - | ACT | C | H07 | BEMS | INTERGRATED POWER CONSOLE | INTERGRATED POWER CONSOLE | BA | OT | L01 | ISH/BE/01323 | 0 |  | 0 | HOSPITAL | 95000 | 0 | 0 | 0 | 0 | 0 | 0 | 0 | 0 | 0 | 0 | 2016-12-01 | 1900-01-01 | 9 | [8 empty] | OT |  |  |  | 0 | 0 | [12 empty] | admin | 2024-12-12 14:25 |  | MEDTRONIC | EC300 | NTC62447 | OPERATION THEATRE |  |  | 1 | B | 1 |  | HUMEDICAL (M) SDN BHD | HUMEDICAL (M) SDN BHD |  | USA |  | HUMEDICAL (M) SDN BHD |  |  | 0 | 0 | 0 | 0 |  |  |  |  | 2015-12-21 | KPJ Ipoh Specialist Hospital | 1 | [12 empty] | 2025-04-01 | 2026-04-01 | bar: APR
402 | H07B100402 | - | BEMS | B | - | ACT | C | H07 | BEMS | MORCELLATOR | MORCELLATOR | BA | OT | L01 | ISH/BE/01032 | 0 |  | 0 | HOSPITAL | 54083.5 | 0 | 0 | 0 | 0 | 0 | 0 | 0 | 0 | 0 | 0 | 2013-12-01 | 1900-01-01 | 13 | [8 empty] | OT |  |  |  | 0 | 0 | [12 empty] | admin | 2024-12-12 14:25 |  | KARL STORZ | 207111201 | XY4423 | OPERATION THEATRE |  |  | 1 | B | 1 |  | SUP100049 | UMMI SURGICAL SDN BHD | STOR 92159 (FA) | GERMANY |  | UMMI SURGICAL SDN BHD |  |  | 0 | 0 | 0 | 0 |  |  |  |  | 2011-12-23 | KPJ Ipoh Specialist Hospital | 1 | [12 empty] | 2025-04-01 | 2026-04-01 | bar: APR
404 | H07B100404 | 18049 | BEMS | B | - | ACT | C | H07 | BEMS | HARMONIC SCALPEL | HARMONIC SCALPEL | BA | OT | L01 | ISH/BE/01070 | 0 |  | 0 | HOSPITAL | 200000 | 0 | 0 | 0 | 0 | 0 | 0 | 0 | 0 | 0 | 0 | 2014-12-01 | 1900-01-01 | 12 | [8 empty] | OT |  |  |  | 0 | 0 | [12 empty] | admin | 2024-12-12 14:25 |  | ETHICON ENDO-SURGERY | GEN 11 | 1111217627 | OPERATION THEATRE |  |  | 1 | B | 1 |  | JOHNSON&JOHNSON (M) SDN BHD | JOHNSON&JOHNSON (M) SDN BHD | STOR 101242 (FA) | GERMANY |  | CE MEDICAL SDN BHD |  |  | 0 | 0 | 0 | 0 |  |  |  |  | 2012-12-13 | KPJ Ipoh Specialist Hospital | 1 | [12 empty] | 2025-04-01 | 2026-04-01 | bar: APR
405 | H07B100405 | 18049 | BEMS | B | - | ACT | C | H07 | BEMS | HARMONIC SCALPEL | HARMONIC SCALPEL | BA | OT | L01 | ISH/BE/01134 | 0 |  | 0 | HOSPITAL | 169500 | 0 | 0 | 0 | 0 | 0 | 0 | 0 | 0 | 0 | 0 | 2015-12-01 | 1900-01-01 | 11 | [8 empty] | OT |  |  |  | 0 | 0 | [12 empty] | admin | 2024-12-12 14:25 |  | ETHICON ENDO-SURGERY | GEN 11 | 1111226533 | OPERATION THEATRE |  |  | 1 | B | 1 |  | JOHNSON&JOHNSON (M) SDN BHD | JOHNSON&JOHNSON (M) SDN BHD | STOR 110375 (FA) | GERMANY |  | CE MEDICAL SDN BHD |  |  | 0 | 0 | 0 | 0 |  |  |  |  | 2013-12-24 | KPJ Ipoh Specialist Hospital | 1 | [12 empty] | 2025-04-01 | 2026-04-01 | bar: APR
418 | H07B100418 | 16942 | BEMS | B | - | ACT | C | H07 | BEMS | SURGICAL CO2 LASER | SURGICAL CO2 LASER | BA | OT | L01 | ISH/BE/01517 | 0 |  | 0 | HOSPITAL | 29000 | 0 | 0 | 0 | 0 | 0 | 0 | 0 | 0 | 0 | 0 | 2017-11-01 | 1900-01-01 | 7 | [8 empty] | OT |  |  |  | 0 | 0 | [12 empty] | admin | 2024-12-12 14:25 |  | UTI | 1000 NAIN | 4976 | OPERATION THEATRE |  |  | 1 | B | 1 |  | JOVIN MEDIC TRADING | JOVIN MEDIC TRADING | STOR 143046 (FA) | KOREA |  | JOVIN MEDIC TRADING |  |  | 0 | 0 | 0 | 0 |  |  |  |  | 2017-05-05 | KPJ Ipoh Specialist Hospital | 1 | [12 empty] | 2025-04-01 | 2026-04-01 | bar: APR
419 | H07B100419 | 17954 | BEMS | B | - | ACT | C | H07 | BEMS | ELECTRICAL POWER DRILL | ELECTRICAL POWER DRILL | BA | OT | L01 | ISH/BE/01567 | 0 |  | 0 | HOSPITAL | 89187.84 | 0 | 0 | 0 | 0 | 0 | 0 | 0 | 0 | 0 | 0 | 2020-02-01 | 1900-01-01 | 6 | [8 empty] | OT |  |  |  | 0 | 0 | [12 empty] | admin | 2024-12-12 14:25 |  | SYNTHES | COLIBRI II | 10473 | OPERATION THEATRE |  |  | 1 | B | 1 |  | JOHNSON&JOHNSON (M) SDN BHD | JOHNSON&JOHNSON (M) SDN BHD | STOR 154291 (FA) | SWITZERLAND |  | BEMS ISH |  |  | 0 | 0 | 0 | 0 |  |  |  |  | 2018-02-22 | KPJ Ipoh Specialist Hospital | 1 | [12 empty] | 2025-04-01 | 2026-04-01 | bar: APR
420 | H07B100420 | 17144 | BEMS | B | - | ACT | C | H07 | BEMS | CYCTOSCOPE | CYCTOSCOPE | BA | OT | L01 | ISH/BE/01554 | 0 |  | 0 | HOSPITAL | 33900 | 0 | 0 | 0 | 0 | 0 | 0 | 0 | 0 | 0 | 0 | 2018-11-01 | 1900-01-01 | 7 | [8 empty] | OT |  |  |  | 0 | 0 | [12 empty] | admin | 2024-12-12 14:25 |  | OLYMPUS | CYF-V2 | 2922144 | OPERATION THEATRE |  |  | 1 | B | 1 |  | JIMHANS MEDICAL SDN BHD | JIMHANS MEDICAL SDN BHD | STOR 149569 (FA) | JAPAN |  | BEMS ISH |  |  | 0 | 0 | 0 | 0 |  |  |  |  | 2017-11-27 | KPJ Ipoh Specialist Hospital | 1 | [12 empty] | 2025-04-01 | 2026-04-01 | bar: APR
421 | H07B100421 | 17954 | BEMS | B | - | ACT | C | H07 | BEMS | ELECTRICAL POWER DRILL | ELECTRICAL POWER DRILL | BA | OT | L01 | ISH/BE/01574 | 0 |  | 0 | HOSPITAL | 38895 | 0 | 0 | 0 | 0 | 0 | 0 | 0 | 0 | 0 | 0 | 2020-07-01 | 1900-01-01 | 6 | [8 empty] | OT |  |  |  | 0 | 0 | [12 empty] | admin | 2024-12-12 14:25 |  | SYNTHES | COLIBRI II | 11466 | OPERATION THEATRE |  |  | 1 | B | 1 |  | JOHNSON&JOHNSON (M) SDN BHD | JOHNSON&JOHNSON (M) SDN BHD |  | SWITZERLAND |  | BEMS ISH |  |  | 0 | 0 | 0 | 0 |  |  |  |  | 2018-07-13 | KPJ Ipoh Specialist Hospital | 1 | [12 empty] | 2025-04-01 | 2026-04-01 | bar: APR
423 | H07B100423 | 18049 | BEMS | B | - | ACT | C | H07 | BEMS | BONE SCALPEL ULTRASOUND SYSTEM | BONE SCALPEL ULTRASOUND SYSTEM | BA | OT | L01 | ISH/BE/01610 | 0 |  | 0 | HOSPITAL | 230000 | 0 | 0 | 0 | 0 | 0 | 0 | 0 | 0 | 0 | 0 | 2022-03-01 | 1900-01-01 | 4 | [8 empty] | OT |  |  |  | 0 | 0 | [12 empty] | admin | 2024-12-12 14:25 |  | MISONIX | BONESCALPEL | bc-1126-2015 | OPERATION THEATRE |  |  | 1 | B | 1 |  | HUMEDICAL SDN BHD | HUMEDICAL SDN BHD | STOR178980 | USA |  | HUMEDICAL (M) SDN BHD |  |  | 0 | 0 | 0 | 0 |  |  |  |  | 2020-02-03 | KPJ Ipoh Specialist Hospital | 1 | [12 empty] | 2025-04-01 | 2026-04-01 | bar: APR
509 | H07B100509 | 13215 | BEMS | B | - | ACT | C | H07 | BEMS | INFUSION PUMP | INFUSION PUMP | BA | A&E | GF | ISH/BE/00678 | 0 |  | 0 | HOSPITAL | 3650 | 0 | 0 | 0 | 0 | 0 | 0 | 0 | 0 | 0 | 0 | 2011-03-01 | 1900-01-01 | 15 | [8 empty] | A&E |  |  |  | 0 | 0 | [12 empty] | admin | 2024-12-12 14:25 |  | B.BRAUN | 8712212 | 48269 | ACCIDENT & EMERGENCY SERVICES |  |  | 1 | B | 1 |  | B.BRAUN MEDICAL SUPPLIES SDN BHD | B.BRAUN MEDICAL SUPPLIES SDN BHD |  | GERMANY |  | PRINCIP ENGINEERING |  |  | 0 | 0 | 0 | 0 |  |  |  |  | 2009-03-19 | KPJ Ipoh Specialist Hospital | 1 | [12 empty] | 2025-04-01 | 2026-04-01 | bar: APR
520 | H07B100520 | 12276 | BEMS | B | - | ACT | N | H07 | BEMS | EXAMINATION LIGHT | EXAMINATION LIGHT | BA | A&E | GF | ISH/BE/01014 | 0 |  | 0 | HOSPITAL | 980 | 0 | 0 | 0 | 0 | 0 | 0 | 0 | 0 | 0 | 0 | 2012-09-01 | 1900-01-01 | 13 | [8 empty] | A&E |  |  |  | 0 | 0 | [12 empty] | admin | 2024-12-12 14:25 |  | N/A | FL0803 | 11091411 | ACCIDENT & EMERGENCY SERVICES |  |  | 1 | B | 1 |  | IPOH JAYA MEDIC ENTERPRISE | IPOH JAYA MEDIC ENTERPRISE |  | CHINA |  | PRINCIP ENGINEERING |  |  | 0 | 0 | 0 | 0 |  |  |  |  | 2011-09-14 | KPJ Ipoh Specialist Hospital | 1 | [12 empty] | 2025-04-01 | 2026-04-01 | bar: APR
526 | H07B100526 | 12276 | BEMS | B | - | ACT | N | H07 | BEMS | EXAMINATION LIGHT | EXAMINATION LIGHT | BA | A&E | GF | ISH/BE/01395 | 0 |  | 0 | HOSPITAL | 3600 | 0 | 0 | 0 | 0 | 0 | 0 | 0 | 0 | 0 | 0 | 2017-04-01 | 1900-01-01 | 8 | [8 empty] | A&E |  |  |  | 0 | 0 | [12 empty] | admin | 2024-12-12 14:25 |  | WELCH ALLYN | GS600 | N/A | ACCIDENT & EMERGENCY SERVICES |  |  | 1 | B | 1 |  | LKL BEST ENTERPRISE | LKL BEST ENTERPRISE | STOR 131852(FA) | GERMANY |  | BEMS ISH |  |  | 0 | 0 | 0 | 0 |  |  |  |  | 2016-05-05 | KPJ Ipoh Specialist Hospital | 1 | [12 empty] | 2025-04-01 | 2026-04-01 | bar: APR
590 | H07B100590 | 13931 | BEMS | B | - | ACT | C | H07 | BEMS | SYRINGE PUMP, ANESTHESIA | SYRINGE PUMP, ANESTHESIA | BA | CAOT | L01 | ISH/BE/00649 | 0 |  | 0 | HOSPITAL | 11000 | 0 | 0 | 0 | 0 | 0 | 0 | 0 | 0 | 0 | 0 |  | 1900-01-01 | 26 | [8 empty] | CAOT |  |  |  | 0 | 0 | [12 empty] | admin | 2024-12-12 14:25 |  | GREASBY | G 3500 | 60701 |  |  |  | 1 | B | 1 |  | PRIMED MEDICAL SDN.BHD | PRIMED MEDICAL SDN.BHD |  | USA |  | PRIMED MEDICAL SDN BHD |  |  | 0 | 0 | 0 | 0 |  |  |  |  | 1998-01-01 | KPJ Ipoh Specialist Hospital | 1 | [12 empty] | 2025-04-01 | 2026-04-01 | bar: APR
593 | H07B100593 | 11969 | BEMS | B | - | ACT | C | H07 | BEMS | HEART LUNG MACHINE (MAIN UNIT) | HEART LUNG MACHINE (MAIN UNIT) | BA | CAOT | L01 | ISH/BE/01244 | 0 |  | 0 | HOSPITAL | 0 | 0 | 0 | 0 | 0 | 0 | 0 | 0 | 0 | 0 | 0 | 2018-03-01 | 1900-01-01 | 9 | [8 empty] | CAOT |  |  |  | 0 | 0 | [12 empty] | admin | 2024-12-12 14:25 |  | STOCKERT | S5 ROLLER PUMP | 10E09596 |  |  |  | 1 | B | 1 |  | SUP100017 | MALMEDICO SDN BHD | STOR 121188(FA) | GERMANY |  | MALMEDICO SDN BHD |  |  | 0 | 0 | 0 | 0 |  |  |  |  | 2015-03-30 | KPJ Ipoh Specialist Hospital | 1 | [12 empty] | 2025-04-01 | 2026-04-01 | bar: APR
594 | H07B100594 | 11969 | BEMS | B | - | ACT | C | H07 | BEMS | HEART LUNG MACHINE (MONITOR) | HEART LUNG MACHINE (MONITOR) | BA | CAOT | L01 | ISH/BE/01245 | 0 |  | 0 | HOSPITAL | 0 | 0 | 0 | 0 | 0 | 0 | 0 | 0 | 0 | 0 | 0 | 2018-03-01 | 1900-01-01 | 9 | [8 empty] | CAOT |  |  |  | 0 | 0 | [12 empty] | admin | 2024-12-12 14:25 |  | STOCKERT | S5 DOUBLE ROLLER PUMP | 10E53049 |  |  |  | 1 | B | 1 |  | SUP100017 | MALMEDICO SDN BHD | STOR 121188(FA) | GERMANY |  | MALMEDICO SDN BHD |  |  | 0 | 0 | 0 | 0 |  |  |  |  | 2015-03-30 | KPJ Ipoh Specialist Hospital | 1 | [12 empty] | 2025-04-01 | 2026-04-01 | bar: APR
595 | H07B100595 | 11969 | BEMS | B | - | ACT | C | H07 | BEMS | HEART LUNG MACHINE (PUMP) | HEART LUNG MACHINE (PUMP) | BA | CAOT | L01 | ISH/BE/01246 | 0 |  | 0 | HOSPITAL | 0 | 0 | 0 | 0 | 0 | 0 | 0 | 0 | 0 | 0 | 0 | 2018-03-01 | 1900-01-01 | 9 | [8 empty] | CAOT |  |  |  | 0 | 0 | [12 empty] | admin | 2024-12-12 14:25 |  | STOCKERT | S5 ROLLER PUMP | 10E09597 |  |  |  | 1 | B | 1 |  | SUP100017 | MALMEDICO SDN BHD | STOR 121188(FA) | GERMANY |  | MALMEDICO SDN BHD |  |  | 0 | 0 | 0 | 0 |  |  |  |  | 2015-03-30 | KPJ Ipoh Specialist Hospital | 1 | [12 empty] | 2025-04-01 | 2026-04-01 | bar: APR
596 | H07B100596 | 11969 | BEMS | B | - | ACT | C | H07 | BEMS | HEART LUNG MACHINE (PUMP) | HEART LUNG MACHINE (PUMP) | BB | CAOT | L01 | ISH/BE/01247 | 0 |  | 0 | HOSPITAL | 0 | 0 | 0 | 0 | 0 | 0 | 0 | 0 | 0 | 0 | 0 | 2018-03-01 | 1900-01-01 | 9 | [8 empty] | CAOT |  |  |  | 0 | 0 | [12 empty] | admin | 2024-12-12 14:25 |  | STOCKERT | S5 ROLLER PUMP | 10E09598 |  |  |  | 1 | B | 1 |  | SUP100017 | MALMEDICO SDN BHD | STOR 121188(FA) | GERMANY |  | MALMEDICO SDN BHD |  |  | 0 | 0 | 0 | 0 |  |  |  |  | 2015-03-30 | KPJ Ipoh Specialist Hospital | 1 | [12 empty] | 2025-04-01 | 2026-04-01 | bar: APR
597 | H07B100597 | 11969 | BEMS | B | - | ACT | C | H07 | BEMS | HEART LUNG MACHINE (PUMP) | HEART LUNG MACHINE (PUMP) | BB | CAOT | L01 | ISH/BE/01248 | 0 |  | 0 | HOSPITAL | 750000 | 0 | 0 | 0 | 0 | 0 | 0 | 0 | 0 | 0 | 0 | 2018-03-01 | 1900-01-01 | 9 | [8 empty] | CAOT |  |  |  | 0 | 0 | [12 empty] | admin | 2024-12-12 14:25 |  | STOCKERT | S5 4-PUMP CONSOLE FOR 5 PUMPS | 48E03393 |  |  |  | 1 | B | 1 |  | SUP100017 | MALMEDICO SDN BHD | STOR 121188(FA) | GERMANY |  | MALMEDICO SDN BHD |  |  | 0 | 0 | 0 | 0 |  |  |  |  | 2015-03-30 | KPJ Ipoh Specialist Hospital | 1 | [12 empty] | 2025-04-01 | 2026-04-01 | bar: APR
598 | H07B100598 | 11969 | BEMS | B | - | ACT | C | H07 | BEMS | HEART LUNG MACHINE (PUMP) | HEART LUNG MACHINE (PUMP) | BB | CAOT | L01 | ISH/BE/01249 | 0 |  | 0 | HOSPITAL | 0 | 0 | 0 | 0 | 0 | 0 | 0 | 0 | 0 | 0 | 0 | 2018-03-01 | 1900-01-01 | 9 | [8 empty] | CAOT |  |  |  | 0 | 0 | [12 empty] | admin | 2024-12-12 14:25 |  | STOCKERT | S5 SLOT SYSTEM PANEL | 28E43542 |  |  |  | 1 | B | 1 |  | SUP100017 | MALMEDICO SDN BHD | STOR 121188(FA) | GERMANY |  | MALMEDICO SDN BHD |  |  | 0 | 0 | 0 | 0 |  |  |  |  | 2015-03-30 | KPJ Ipoh Specialist Hospital | 1 | [12 empty] | 2025-04-01 | 2026-04-01 | bar: APR
599 | H07B100599 | 11969 | BEMS | B | - | ACT | C | H07 | BEMS | HEART LUNG MACHINE (PUMP) | HEART LUNG MACHINE (PUMP) | BB | CAOT | L01 | ISH/BE/01250 | 0 |  | 0 | HOSPITAL | 0 | 0 | 0 | 0 | 0 | 0 | 0 | 0 | 0 | 0 | 0 | 2018-03-01 | 1900-01-01 | 9 | [8 empty] | CAOT |  |  |  | 0 | 0 | [12 empty] | admin | 2024-12-12 14:25 |  | STOCKERT | S5 CARDIOPLEGIA SENSOR MODULE | 28E71032 |  |  |  | 1 | B | 1 |  | SUP100017 | MALMEDICO SDN BHD | STOR 121188(FA) | GERMANY |  | MALMEDICO SDN BHD |  |  | 0 | 0 | 0 | 0 |  |  |  |  | 2015-03-30 | KPJ Ipoh Specialist Hospital | 1 | [12 empty] | 2025-04-01 | 2026-04-01 | bar: APR
600 | H07B100600 | 11969 | BEMS | B | - | ACT | C | H07 | BEMS | HEART LUNG MACHINE (PUMP) | HEART LUNG MACHINE (PUMP) | BB | CAOT | L01 | ISH/BE/01251 | 0 |  | 0 | HOSPITAL | 0 | 0 | 0 | 0 | 0 | 0 | 0 | 0 | 0 | 0 | 0 | 2018-03-01 | 1900-01-01 | 9 | [8 empty] | CAOT |  |  |  | 0 | 0 | [12 empty] | admin | 2024-12-12 14:25 |  | STOCKERT | AIR/OXYGEN BLENDER SECHRIST | 75132 |  |  |  | 1 | B | 1 |  | SUP100017 | MALMEDICO SDN BHD | STOR 121188(FA) | GERMANY |  | MALMEDICO SDN BHD |  |  | 0 | 0 | 0 | 0 |  |  |  |  | 2015-03-30 | KPJ Ipoh Specialist Hospital | 1 | [12 empty] | 2025-04-01 | 2026-04-01 | bar: APR
601 | H07B100601 | 11973 | BEMS | B | - | ACT | C | H07 | BEMS | HEATER-COOLER SYSTEM | HEATER-COOLER SYSTEM | BB | CAOT | L01 | ISH/BE/01252 | 0 |  | 0 | HOSPITAL | 0 | 0 | 0 | 0 | 0 | 0 | 0 | 0 | 0 | 0 | 0 | 2018-03-01 | 1900-01-01 | 9 | [8 empty] | CAOT |  |  |  | 0 | 0 | [12 empty] | admin | 2024-12-12 14:25 |  | STOCKERT | S3 MODEL 3T HEATER COOLER | 16515017 |  |  |  | 1 | B | 1 |  | SUP100017 | MALMEDICO SDN BHD | STOR 121188(FA) | GERMANY |  | MALMEDICO SDN BHD |  |  | 0 | 0 | 0 | 0 |  |  |  |  | 2015-03-30 | KPJ Ipoh Specialist Hospital | 1 | [12 empty] | 2025-04-01 | 2026-04-01 | bar: APR
775 | H07B100775 | 11073 | BEMS | B | - | ACT | N | H07 | BEMS | NIBP MONITOR | NIBP MONITOR | BA | DIALYSIS CENTRE | GF | ISH/BE/01593 | 0 |  | 0 | HOSPITAL | 7000 | 0 | 0 | 0 | 0 | 0 | 0 | 0 | 0 | 0 | 0 | 2021-05-01 | 1900-01-01 | 5 | [8 empty] | DIALYSIS CENTRE |  |  |  | 0 | 0 | [12 empty] | admin | 2024-12-12 14:25 |  | ADVANCED INST, US | VSM-300 | M19202450002 |  |  |  | 1 | B | 1 |  | SUN MEDICAL SYSTEMS SDN. BHD | SUN MEDICAL SYSTEMS SDN. BHD |  | CHINA |  | SUN MEDICAL SYSTEM SDN. BHD |  |  | 0 | 0 | 0 | 0 |  |  |  |  | 2019-07-05 | KPJ Ipoh Specialist Hospital | 1 | [12 empty] | 2025-04-01 | 2026-04-01 | bar: APR
857 | H07B100857 | - | BEMS | B | - | ACT | C | H07 | BEMS | ULTRASOUND A/B SCANNER | ULTRASOUND A/B SCANNER | BB | DR ONG LIEH BIN | L02 | ISH/BE01988 | 0 |  | 0 | HOSPITAL | 49980 | 0 | 0 | 0 | 0 | 0 | 0 | 0 | 0 | 0 | 0 | 2027-04-04 | 1900-01-01 | 0 | [8 empty] | DR ONG LIEH BIN |  |  |  | 0 | 0 | [12 empty] | admin | 2024-12-12 14:25 |  | QUANTEL MEDICAL | COMPACT TOUCH | 8891 |  |  |  | 1 | B | 1 |  | BIZ MEDIC SDN BHD | BIZ MEDIC SDN BHD | STOR223999 | USA |  | BIZ MEDIC SDN BHD |  |  | 0 | 0 | 0 | 0 |  |  |  |  | 2024-04-05 | KPJ Ipoh Specialist Hospital | 1 | [12 empty] | 2025-04-01 | 2026-04-01 | bar: APR
858 | H07B100858 | - | BEMS | B | - | ACT | C | H07 | BEMS | ENT TREATMENT UNIT | ENT TREATMENT UNIT | BB | DR TAN KENG LU | L01 | ISH/BE/01545 | 0 |  | 0 | HOSPITAL | 50000 | 0 | 0 | 0 | 0 | 0 | 0 | 0 | 0 | 0 | 0 |  | 1900-01-01 | 7 | [8 empty] | DR TAN KENG LU |  |  |  | 0 | 0 | [12 empty] | admin | 2024-12-12 14:25 |  | MEDSTAR | UE3000 | MSUE1702742P |  |  |  | 1 | B | 1 |  | BIO PRO SERVICES | BIO PRO SERVICES |  | KOREA |  | BIOPRO SERVICES |  |  | 0 | 0 | 0 | 0 |  |  |  |  | 2017-10-03 | KPJ Ipoh Specialist Hospital | 1 | [12 empty] | 2025-04-01 | 2026-04-01 | bar: APR
859 | H07B100859 | - | BEMS | B | - | ACT | C | H07 | BEMS | ENT MICROSCOPE | ENT MICROSCOPE | BB | DR TAN KENG LU | L01 | ISH/BE/01546 | 0 |  | 0 | HOSPITAL | 50000 | 0 | 0 | 0 | 0 | 0 | 0 | 0 | 0 | 0 | 0 |  | 1900-01-01 | 7 | [8 empty] | DR TAN KENG LU |  |  |  | 0 | 0 | [12 empty] | admin | 2024-12-12 14:25 |  | MEDSTAR | OP-C12 | 37171342 |  |  |  | 1 | B | 1 |  | BIO PRO SERVICES | BIO PRO SERVICES |  | KOREA |  | BIOPRO SERVICES |  |  | 0 | 0 | 0 | 0 |  |  |  |  | 2017-10-03 | KPJ Ipoh Specialist Hospital | 1 | [12 empty] | 2025-04-01 | 2026-04-01 | bar: APR
883 | H07B100883 | - | BEMS | B | - | ACT | C | H07 | BEMS | TRANSCUTANEUS ELECTRICAL NERVE STIMULATOR | TRANSCUTANEUS ELECTRICAL NERVE STIMULATOR | BA | PHYSIOTHERAPY | GF | ISH/BE/00661 | 0 |  | 0 | HOSPITAL | 35000 | 0 | 0 | 0 | 0 | 0 | 0 | 0 | 0 | 0 | 0 | 2010-02-01 | 1900-01-01 | 15 | [8 empty] | PHYSIOTHERAPY |  |  |  | 0 | 0 | [12 empty] | admin | 2024-12-12 14:25 |  | HOMER ION | TENS21 | 100047 |  |  |  | 1 | B | 1 |  | HOMER STAR MARKETING SDN BHD | HOMER STAR MARKETING SDN BHD |  | USA |  | KYOSEI BOEKI SDN BHD |  |  | 0 | 0 | 0 | 0 |  |  |  |  | 2009-02-25 | KPJ Ipoh Specialist Hospital | 1 | [12 empty] | 2025-04-01 | 2026-04-01 | bar: APR
888 | H07B100888 | - | BEMS | B | - | ACT | N | H07 | BEMS | ELECTRICAL SPHYGMOMANOMETER | ELECTRICAL SPHYGMOMANOMETER | BA | PHYSIOTHERAPY | GF | ISH/BE/00903 | 0 |  | 0 | HOSPITAL | 300 | 0 | 0 | 0 | 0 | 0 | 0 | 0 | 0 | 0 | 0 | 2011-12-01 | 1900-01-01 | 14 | [8 empty] | PHYSIOTHERAPY |  |  |  | 0 | 0 | [12 empty] | admin | 2024-12-12 14:25 |  | ELEPHANT | DXJ-210 | DXJ-210101201 |  |  |  | 1 | B | 1 |  | RITZ MEDICAL SUPPLIES | RITZ MEDICAL SUPPLIES |  | CHINA |  | BEMS ISH |  |  | 0 | 0 | 0 | 0 |  |  |  |  | 2010-10-12 | KPJ Ipoh Specialist Hospital | 1 | [12 empty] | 2025-04-01 | 2026-04-01 | bar: APR
897 | H07B100897 | - | BEMS | B | - | ACT | C | H07 | BEMS | TRANSCUTANEUS ELECTRICAL NERVE STIMULATOR | TRANSCUTANEUS ELECTRICAL NERVE STIMULATOR | BA | PHYSIOTHERAPY | GF | ISH/BE/01137 | 0 |  | 0 | HOSPITAL | 35000 | 0 | 0 | 0 | 0 | 0 | 0 | 0 | 0 | 0 | 0 | 2015-01-01 | 1900-01-01 | 10 | [8 empty] | PHYSIOTHERAPY |  |  |  | 0 | 0 | [12 empty] | admin | 2024-12-12 14:25 |  | HOMER ION | TENS21 | 100050 |  |  |  | 1 | B | 1 |  | MIRAISTAR MARKERTING SDN BHD | MIRAISTAR MARKERTING SDN BHD |  | USA |  | KYOSEI BOEKI SDN BHD |  |  | 0 | 0 | 0 | 0 |  |  |  |  | 2014-01-16 | KPJ Ipoh Specialist Hospital | 1 | [12 empty] | 2025-04-01 | 2026-04-01 | bar: APR
898 | H07B100898 | - | BEMS | B | - | ACT | C | H07 | BEMS | TRANSCUTANEUS ELECTRICAL NERVE STIMULATOR | TRANSCUTANEUS ELECTRICAL NERVE STIMULATOR | BA | PHYSIOTHERAPY | GF | ISH/BE/01138 | 0 |  | 0 | HOSPITAL | 35000 | 0 | 0 | 0 | 0 | 0 | 0 | 0 | 0 | 0 | 0 | 2015-01-01 | 1900-01-01 | 10 | [8 empty] | PHYSIOTHERAPY |  |  |  | 0 | 0 | [12 empty] | admin | 2024-12-12 14:25 |  | HOMER ION | TENS21 | 100051 |  |  |  | 1 | B | 1 |  | MIRAISTAR MARKERTING SDN BHD | MIRAISTAR MARKERTING SDN BHD |  | USA |  | KYOSEI BOEKI SDN BHD |  |  | 0 | 0 | 0 | 0 |  |  |  |  | 2014-01-16 | KPJ Ipoh Specialist Hospital | 1 | [12 empty] | 2025-04-01 | 2026-04-01 | bar: APR
908 | H07B100908 | - | BEMS | B | - | ACT | C | H07 | BEMS | TRANSCUTANEUS ELECTRICAL NERVE STIMULATOR | TRANSCUTANEUS ELECTRICAL NERVE STIMULATOR | BA | PHYSIOTHERAPY | GF | ISH/BE/01578 | 0 |  | 0 | HOSPITAL | 22800 | 0 | 0 | 0 | 0 | 0 | 0 | 0 | 0 | 0 | 0 | 2019-09-01 | 1900-01-01 | 6 | [8 empty] | PHYSIOTHERAPY |  |  |  | 0 | 0 | [12 empty] | admin | 2024-12-12 14:25 |  | HOMER ION | TENS 21 | 100061 |  |  |  | 1 | B | 1 |  | KYOSEI BOEKI (M) SDN BHD | KYOSEI BOEKI (M) SDN BHD | STOR163394(FA) | JAPAN |  | KYOSEI BOEKI (M) SDN BHD |  |  | 0 | 0 | 0 | 0 |  |  |  |  | 2018-09-27 | KPJ Ipoh Specialist Hospital | 1 | [12 empty] | 2025-04-01 | 2026-04-01 | bar: APR
935 | H07B100935 | 13215 | BEMS | B | - | ACT | C | H07 | BEMS | INFUSION PUMP | INFUSION PUMP | BB | PREMIER WARD | L05 | ISH/BE/00266 | 0 |  | 0 | HOSPITAL | 3650 | 0 | 0 | 0 | 0 | 0 | 0 | 0 | 0 | 0 | 0 |  | 1900-01-01 | 16 | [8 empty] | PREMIER WARD |  |  |  | 0 | 0 | [12 empty] | admin | 2024-12-12 14:25 |  | B.BRAUN | 8712212 | 40820 |  |  |  | 1 | B | 1 |  | B.BRAUN MEDICAL SUPPLIES SDN BHD | B.BRAUN MEDICAL SUPPLIES SDN BHD |  | GERMANY |  | PRINCIP ENGINEERING |  |  | 0 | 0 | 0 | 0 |  |  |  |  | 2008-05-21 | KPJ Ipoh Specialist Hospital | 1 | [12 empty] | 2025-04-01 | 2026-04-01 | bar: APR
936 | H07B100936 | 12276 | BEMS | B | - | ACT | N | H07 | BEMS | EXAMINATION LIGHT | EXAMINATION LIGHT | BB | PREMIER WARD | L05 | ISH/BE/00273 | 0 |  | 0 | HOSPITAL | 500 | 0 | 0 | 0 | 0 | 0 | 0 | 0 | 0 | 0 | 0 |  | 1900-01-01 | 16 | [8 empty] | PREMIER WARD |  |  |  | 0 | 0 | [12 empty] | admin | 2024-12-12 14:25 |  | TCS | ZC2450 | N/A |  |  |  | 1 | B | 1 |  | RITZ MEDICAL SUPPLIES | RITZ MEDICAL SUPPLIES |  | CHINA |  | PRINCIP ENGINEERING |  |  | 0 | 0 | 0 | 0 |  |  |  |  | 2008-06-10 | KPJ Ipoh Specialist Hospital | 1 | [12 empty] | 2025-04-01 | 2026-04-01 | bar: APR
941 | H07B100941 | 13215 | BEMS | B | - | ACT | C | H07 | BEMS | INFUSION PUMP | INFUSION PUMP | BB | PREMIER WARD | L05 | ISH/BE/01133 | 0 |  | 0 | HOSPITAL | 3750 | 0 | 0 | 0 | 0 | 0 | 0 | 0 | 0 | 0 | 0 | 2015-12-01 | 1900-01-01 | 11 | [8 empty] | PREMIER WARD |  |  |  | 0 | 0 | [12 empty] | admin | 2024-12-12 14:25 |  | B.BRAUN | 8712212 | 91872 |  |  |  | 1 | B | 1 |  | B.BRAUN MEDICAL SUPPLIES SDN BHD | B.BRAUN MEDICAL SUPPLIES SDN BHD | STOR 109710 (FA) | GERMANY |  | PRINCIP ENGINEERING |  |  | 0 | 0 | 0 | 0 |  |  |  |  | 2013-12-16 | KPJ Ipoh Specialist Hospital | 1 | [12 empty] | 2025-04-01 | 2026-04-01 | bar: APR
943 | H07B100943 | 13215 | BEMS | B | - | ACT | C | H07 | BEMS | INFUSION PUMP | INFUSION PUMP | BB | PREMIER WARD | L05 | ISH/BE/01499 | 0 |  | 0 | HOSPITAL | 3750 | 0 | 0 | 0 | 0 | 0 | 0 | 0 | 0 | 0 | 0 | 2017-12-01 | 1900-01-01 | 8 | [8 empty] | PREMIER WARD |  |  |  | 0 | 0 | [12 empty] | admin | 2024-12-12 14:25 |  | B.BRAUN | 8712212 | 114789 |  |  |  | 1 | B | 1 |  | B.BRAUN MEDICAL SUPPLIES SDN BHD | B.BRAUN MEDICAL SUPPLIES SDN BHD | STOR 136799 (FA) | GERMANY |  | PRINCIP ENGINEERING |  |  | 0 | 0 | 0 | 0 |  |  |  |  | 2016-12-14 | KPJ Ipoh Specialist Hospital | 1 | [12 empty] | 2025-04-01 | 2026-04-01 | bar: APR
945 | H07B100945 | 13215 | BEMS | B | - | ACT | C | H07 | BEMS | INFUSION PUMP | INFUSION PUMP | BB | PREMIER WARD | L05 | ISH/BE/01676 | 0 |  | 0 | HOSPITAL | 4270 | 0 | 0 | 0 | 0 | 0 | 0 | 0 | 0 | 0 | 0 | 2024-04-12 | 1900-01-01 | 9 | [8 empty] | PREMIER WARD |  |  |  | 0 | 0 | [12 empty] | admin | 2024-12-12 14:25 |  | TERUMO | TE*LM730A02 | 2109012005 |  |  |  | 1 | B | 1 |  | SUMMIT COMPANY (M) SDN BHD | SUMMIT COMPANY (M) SDN BHD |  | JAPAN |  | SUMMIT COMPANY (MALAYSIA) SDN BHD |  |  | 0 | 0 | 0 | 0 |  |  |  |  | 2022-04-13 | KPJ Ipoh Specialist Hospital | 1 | [12 empty] | 2025-04-01 | 2026-04-01 | bar: JAN to DEC
946 | H07B100946 | 13215 | BEMS | B | - | ACT | C | H07 | BEMS | INFUSION PUMP | INFUSION PUMP | BB | PREMIER WARD | L05 | ISH/BE/01677 | 0 |  | 0 | HOSPITAL | 4270 | 0 | 0 | 0 | 0 | 0 | 0 | 0 | 0 | 0 | 0 | 2024-04-12 | 1900-01-01 | 9 | [8 empty] | PREMIER WARD |  |  |  | 0 | 0 | [12 empty] | admin | 2024-12-12 14:25 |  | TERUMO | TE*LM730A02 | 2109012006 |  |  |  | 1 | B | 1 |  | SUMMIT COMPANY (M) SDN BHD | SUMMIT COMPANY (M) SDN BHD |  | JAPAN |  | SUMMIT COMPANY (MALAYSIA) SDN BHD |  |  | 0 | 0 | 0 | 0 |  |  |  |  | 2022-04-13 | KPJ Ipoh Specialist Hospital | 1 | [12 empty] | 2025-04-01 | 2026-04-01 | bar: JAN to DEC
957 | H07B100957 | 12276 | BEMS | B | - | ACT | N | H07 | BEMS | EXAMINATION LIGHT | EXAMINATION LIGHT | BA | RADIOTHERAPY | GF | ISH/BE/00275 | 0 |  | 0 | HOSPITAL | 500 | 0 | 0 | 0 | 0 | 0 | 0 | 0 | 0 | 0 | 0 |  | 1900-01-01 | 23 | [8 empty] | RADIOTHERAPY |  |  |  | 0 | 0 | [12 empty] | admin | 2024-12-12 14:25 |  | HEINE | HL1200 | 1/5800 |  |  |  | 1 | B | 1 |  | MEDICARE SDN BHD | MEDICARE SDN BHD |  | USA |  | PRINCIP ENGINEERING |  |  | 0 | 0 | 0 | 0 |  |  |  |  | 2001-01-02 | KPJ Ipoh Specialist Hospital | 1 | [12 empty] | 2025-04-01 | 2026-04-01 | bar: APR
1003 | H07B101003 | 12276 | BEMS | B | - | ACT | N | H07 | BEMS | EXAMINATION LIGHT | EXAMINATION LIGHT | BA | WARD 1 | L01 | ISH/BE/00115 | 0 |  | 0 | HOSPITAL | 500 | 0 | 0 | 0 | 0 | 0 | 0 | 0 | 0 | 0 | 0 |  | 1900-01-01 | 27 | [8 empty] | WARD 1 |  |  |  | 0 | 0 | [12 empty] | admin | 2024-12-12 14:25 |  | EASTERN MEDICAL | HL 1200 | 1&2552 | WARD 1 |  |  | 1 | B | 1 |  | MEDICARE SDN BHD | MEDICARE SDN BHD |  | CHINA |  | PRINCIP ENGINEERING |  |  | 0 | 0 | 0 | 0 |  |  |  |  | 1997-01-12 | KPJ Ipoh Specialist Hospital | 1 | [12 empty] | 2025-04-01 | 2026-04-01 | bar: APR
1124 | H07B101124 | 12276 | BEMS | B | - | ACT | N | H07 | BEMS | EXAMINATION LIGHT | EXAMINATION LIGHT | BA | WARD 5 | L02 | ISH/BE/00823 | 0 |  | 0 | HOSPITAL | 0 | 0 | 0 | 0 | 0 | 0 | 0 | 0 | 0 | 0 | 0 |  | 1900-01-01 | 16 | [8 empty] | WARD 5 |  |  |  | 0 | 0 | [12 empty] | admin | 2024-12-12 14:25 |  | N/A | N/A | N/A | WARD 5 |  |  | 1 | B | 1 |  | RITZ MEDICAL SUPPLIES | RITZ MEDICAL SUPPLIES | SATI088N08 | CHINA |  | PRINCIP ENGINEERING |  |  | 0 | 0 | 0 | 0 | [5 empty] | KPJ Ipoh Specialist Hospital | 1 | [12 empty] | 2025-04-01 | 2026-04-01 | bar: APR
1143 | H07B101143 | - | BEMS | B | - | ACT | C | H07 | BEMS | APNEA MONITOR | APNEA MONITOR | BA | WARD 2 | L02 | ISH/BE/00166 | 0 |  |  | HOSPITAL | 0 | 0 | 0 | 0 | 0 | 0 | 0 | 0 | 0 | 0 | 0 |  | 1900-01-01 | 24 | [8 empty] | WARD 2 |  |  |  | 0 | 0 | [12 empty] | admin | 2024-12-12 14:25 |  | N/A | N/A | 72852 | WARD 2 |  |  | 1 | B | 1 |  | PRIMED MEDICAL SDN.BHD | PRIMED MEDICAL SDN.BHD | SMON011N01 | USA |  | PRINCIP ENGINEERING |  |  | 0 | 0 | 0 | 0 |  |  |  |  | 2000-03-24 | KPJ Ipoh Specialist Hospital | 1 | [12 empty] | 2025-04-01 | 2026-04-01 | bar: APR
1158 | H07B101158 | 13037 | BEMS | B | - | ACT | N | H07 | BEMS | PHOTOTHERAPY UNIT | PHOTOTHERAPY UNIT | BA | WARD 2 | L02 | ISH/BE/01541 | 0 |  |  | HOSPITAL | 9000 | 0 | 0 | 0 | 0 | 0 | 0 | 0 | 0 | 0 | 0 | 2019-09-01 | 1900-01-01 | 7 | [8 empty] | WARD 2 |  |  |  | 0 | 0 | [12 empty] | admin | 2024-12-12 14:25 |  | GE | EQ LULLABY LED | SGT17230040PA | WARD 2 |  |  | 1 | B | 1 |  | EXPERT HEALTHCARE SDN BHD | EXPERT HEALTHCARE SDN BHD | SHER155E15 | GERMANY |  | PRINCIP ENGINEERING |  |  | 0 | 0 | 0 | 0 |  |  |  |  | 2017-09-21 | KPJ Ipoh Specialist Hospital | 1 | [12 empty] | 2025-04-01 | 2026-04-01 | bar: APR
1161 | H07B101161 | 13215 | BEMS | B | - | ACT | C | H07 | BEMS | INFUSION PUMP | INFUSION PUMP | BA | WARD 2 | L02 | ISH/BE/01683 | 0 |  |  | HOSPITAL | 4270 | 0 | 0 | 0 | 0 | 0 | 0 | 0 | 0 | 0 | 0 | 2024-04-12 | 1900-01-01 | 2 | [8 empty] | WARD 2 |  |  |  | 0 | 0 | [12 empty] | admin | 2024-12-12 14:25 |  | TERUMO | TE*LM730A02 | 2109012012 | WARD 2 |  |  | 1 | B | 1 |  | SUMMIT COMPANY (M) SDN BHD | SUMMIT COMPANY (M) SDN BHD |  | JAPAN |  | SUMMIT COMPANY (MALAYSIA) SDN BHD |  |  | 0 | 0 | 0 | 0 |  |  |  |  | 2022-04-13 | KPJ Ipoh Specialist Hospital | 1 | [12 empty] | 2025-04-01 | 2026-04-01 | bar: APR
1183 | H07B101183 | 12276 | BEMS | B | - | ACT | N | H07 | BEMS | EXAMINATION LIGHT | EXAMINATION LIGHT | BB | WARD 7A | L03 | ISH/BE/00004 | 0 |  |  | HOSPITAL | 500 | 0 | 0 | 0 | 0 | 0 | 0 | 0 | 0 | 0 | 0 |  | 1900-01-01 | 17 | [8 empty] | WARD 7A |  |  |  | 0 | 0 | [12 empty] | admin | 2024-12-12 14:25 |  | COLD LIGHT | 424MCU | ST/ID50/01 | WARD 7A |  |  | 1 | B | 1 |  | RITZ MEDICAL SDN BHD | RITZ MEDICAL SDN BHD | SATI00042400 | CHINA |  | PRINCIP ENGINEERING |  |  | 0 | 0 | 0 | 0 |  |  |  |  | 2007-05-17 | KPJ Ipoh Specialist Hospital | 1 | [12 empty] | 2025-04-01 | 2026-04-01 | bar: APR
1211 | H07B101211 | 12276 | BEMS | B | - | ACT | N | H07 | BEMS | EXAMINATION LIGHT | EXAMINATION LIGHT | BA | WARD 6 | L03 | ISH/BE/00973 | 0 |  | 0 | HOSPITAL | 1289 | 0 | 0 | 0 | 0 | 0 | 0 | 0 | 0 | 0 | 0 | 2012-04-01 | 1900-01-01 | 13 | [8 empty] | WARD 6 |  |  |  | 0 | 0 | [12 empty] | admin | 2024-12-12 14:25 |  | N/A | FS0803 | 24501 | WARD 6 |  |  | 1 | B | 1 |  | RITZ MEDICAL SUPPLIES | RITZ MEDICAL SUPPLIES | SATI099FS080309 | CHINA |  | PRINCIP ENGINEERING |  |  | 0 | 0 | 0 | 0 |  |  |  |  | 2011-04-21 | KPJ Ipoh Specialist Hospital | 1 | [12 empty] | 2025-04-01 | 2026-04-01 | bar: APR
1238 | H07B101238 | 11073 | BEMS | B | - | ACT | N | H07 | BEMS | NIBP MONITOR | NIBP MONITOR | BB | PUBLIC RELATION | L01 |  | 0 |  | 0 | HOSPITAL | 280 | 0 | 0 | 0 | 0 | 0 | 0 | 0 | 0 | 0 | 0 |  | 1900-01-01 | 14 | [8 empty] | PUBLIC RELATION |  |  |  | 0 | 0 | [12 empty] | admin | 2024-12-12 14:25 |  | OMRON | HEM-7121 | 20131203449VG |  |  |  | 1 | B | 1 |  | IPOH JAYA MEDIC ENTERPRISE | IPOH JAYA MEDIC ENTERPRISE |  | JAPAN |  | PRIDE OUTLET SDN BHD |  |  | 0 | 0 | 0 | 0 |  |  |  |  | 2012-02-27 | KPJ Ipoh Specialist Hospital | 1 | [12 empty] | 2025-04-01 | 2026-04-01 | bar: APR
1239 | H07B101239 | 11073 | BEMS | B | - | ACT | N | H07 | BEMS | NIBP MONITOR | NIBP MONITOR | BB | PUBLIC RELATION | L01 |  | 0 |  | 0 | HOSPITAL | 280 | 0 | 0 | 0 | 0 | 0 | 0 | 0 | 0 | 0 | 0 |  | 1900-01-01 | 14 | [8 empty] | PUBLIC RELATION |  |  |  | 0 | 0 | [12 empty] | admin | 2024-12-12 14:25 |  | OMRON | HEM-7121 | 20140507342VG |  |  |  | 1 | B | 1 |  | IPOH JAYA MEDIC ENTERPRISE | IPOH JAYA MEDIC ENTERPRISE |  | JAPAN |  | PRIDE OUTLET SDN BHD |  |  | 0 | 0 | 0 | 0 |  |  |  |  | 2012-02-27 | KPJ Ipoh Specialist Hospital | 1 | [12 empty] | 2025-04-01 | 2026-04-01 | bar: APR
1240 | H07B101240 | 11073 | BEMS | B | - | ACT | N | H07 | BEMS | NIBP MONITOR | NIBP MONITOR | BB | PUBLIC RELATION | L01 |  | 0 |  | 0 | HOSPITAL | 280 | 0 | 0 | 0 | 0 | 0 | 0 | 0 | 0 | 0 | 0 |  | 1900-01-01 | 14 | [8 empty] | PUBLIC RELATION |  |  |  | 0 | 0 | [12 empty] | admin | 2024-12-12 14:25 |  | OMRON | HEM-7111 | 20120103889VG |  |  |  | 1 | B | 1 |  | IPOH JAYA MEDIC ENTERPRISE | IPOH JAYA MEDIC ENTERPRISE |  | JAPAN |  | PRIDE OUTLET SDN BHD |  |  | 0 | 0 | 0 | 0 |  |  |  |  | 2012-02-27 | KPJ Ipoh Specialist Hospital | 1 | [12 empty] | 2025-04-01 | 2026-04-01 | bar: APR
1241 | H07B101241 | 11073 | BEMS | B | - | ACT | N | H07 | BEMS | NIBP MONITOR | NIBP MONITOR | BB | PUBLIC RELATION | L01 |  | 0 |  | 0 | HOSPITAL | 280 | 0 | 0 | 0 | 0 | 0 | 0 | 0 | 0 | 0 | 0 |  | 1900-01-01 | 14 | [8 empty] | PUBLIC RELATION |  |  |  | 0 | 0 | [12 empty] | admin | 2024-12-12 14:25 |  | OMRON | HEM-7051-C12 | 20090100829LF |  |  |  | 1 | B | 1 |  | IPOH JAYA MEDIC ENTERPRISE | IPOH JAYA MEDIC ENTERPRISE |  | JAPAN |  | PRIDE OUTLET SDN BHD |  |  | 0 | 0 | 0 | 0 |  |  |  |  | 2012-02-27 | KPJ Ipoh Specialist Hospital | 1 | [12 empty] | 2025-04-01 | 2026-04-01 | bar: APR
1242 | H07B101242 | 11073 | BEMS | B | - | ACT | N | H07 | BEMS | NIBP MONITOR | NIBP MONITOR | BB | PUBLIC RELATION | L01 |  | 0 |  | 0 | HOSPITAL | 280 | 0 | 0 | 0 | 0 | 0 | 0 | 0 | 0 | 0 | 0 |  | 1900-01-01 | 14 | [8 empty] | PUBLIC RELATION |  |  |  | 0 | 0 | [12 empty] | admin | 2024-12-12 14:25 |  | OMRON | HEM-7051-C12 | 20090102469LF |  |  |  | 1 | B | 1 |  | IPOH JAYA MEDIC ENTERPRISE | IPOH JAYA MEDIC ENTERPRISE |  | JAPAN |  | PRIDE OUTLET SDN BHD |  |  | 0 | 0 | 0 | 0 |  |  |  |  | 2012-02-27 | KPJ Ipoh Specialist Hospital | 1 | [12 empty] | 2025-04-01 | 2026-04-01 | bar: APR
1243 | H07B101243 | 11073 | BEMS | B | - | ACT | N | H07 | BEMS | NIBP MONITOR | NIBP MONITOR | BB | PUBLIC RELATION | L01 |  | 0 |  | 0 | HOSPITAL | 200 | 0 | 0 | 0 | 0 | 0 | 0 | 0 | 0 | 0 | 0 |  | 1900-01-01 | 9 | [8 empty] | PUBLIC RELATION |  |  |  | 0 | 0 | [12 empty] | admin | 2024-12-12 14:25 |  | AND | UA-621 | 5110701195 |  |  |  | 1 | B | 1 |  | IPOH JAYA MEDIC ENTERPRISE | IPOH JAYA MEDIC ENTERPRISE |  | JAPAN |  | PRIDE OUTLET SDN BHD |  |  | 0 | 0 | 0 | 0 |  |  |  |  | 2012-02-27 | KPJ Ipoh Specialist Hospital | 1 | [12 empty] | 2025-04-01 | 2026-04-01 | bar: APR
1244 | H07B101244 | 13461 | BEMS | B | - | ACT | N | H07 | BEMS | WEIGHING SCALES | WEIGHING SCALES | BB | PUBLIC RELATION | L01 | ISH/BE/01042 | 0 |  | 0 | HOSPITAL | 3350 | 0 | 0 | 0 | 0 | 0 | 0 | 0 | 0 | 0 | 0 | 2012-02-01 | 1900-01-01 | 12 | [8 empty] | PUBLIC RELATION |  |  |  | 0 | 0 | [12 empty] | admin | 2024-12-12 14:25 |  | SECA | 376 | 376 |  |  |  | 1 | B | 1 |  | IPOH JAYA MEDIC ENTERPRISE | IPOH JAYA MEDIC ENTERPRISE | STOR 94809 | GERMANY |  | PRINCIP ENGINEERING |  |  | 0 | 0 | 0 | 0 |  |  |  |  | 2012-02-27 | KPJ Ipoh Specialist Hospital | 1 | [12 empty] | 2025-04-01 | 2026-04-01 | bar: APR
1248 | H07B101248 | 11073 | BEMS | B | - | ACT | N | H07 | BEMS | NIBP MONITOR | NIBP MONITOR | B | MARKETING SERVICES | L01 |  | 0 |  | 0 | HOSPITAL | 250 | 0 | 0 | 0 | 0 | 0 | 0 | 0 | 0 | 0 | 0 |  | 1900-01-01 | 11 | [8 empty] | MARKETING SERVICES |  |  |  | 0 | 0 | [12 empty] | admin | 2024-12-12 14:25 |  | OMRON | HEM-7011-C1 | 20090100988LF |  |  |  | 1 | B | 1 |  | IPOH JAYA MEDIC ENTERPRISE | IPOH JAYA MEDIC ENTERPRISE |  | JAPAN |  | PRIDE OUTLET SDN BHD |  |  | 0 | 0 | 0 | 0 |  |  |  |  | 2012-02-22 | KPJ Ipoh Specialist Hospital | 1 | [12 empty] | 2025-04-01 | 2026-04-01 | bar: APR
1249 | H07B101249 | 11073 | BEMS | B | - | ACT | N | H07 | BEMS | NIBP MONITOR | NIBP MONITOR | B | MARKETING SERVICES | L02 |  | 0 |  | 0 | HOSPITAL | 250 | 0 | 0 | 0 | 0 | 0 | 0 | 0 | 0 | 0 | 0 |  | 1900-01-01 | 0 | [8 empty] | MARKETING SERVICES |  |  |  | 0 | 0 | [12 empty] | admin | 2024-12-12 14:25 |  | OMRON | HEM-7011-C1 | 20090100982LF |  |  |  | 1 | B | 1 |  |  |  |  | JAPAN |  | PRIDE OUTLET SDN BHD |  |  | 0 | 0 | 0 | 0 | [5 empty] | KPJ Ipoh Specialist Hospital | 1 | [12 empty] | 2025-04-01 | 2026-04-01 | bar: APR
67 | H07B100067 | 13217 | BEMS | B | - | ACT | C | H07 | BEMS | SYRINGE PUMP | SYRINGE PUMP | BA | ICU | L01 | ISH/BE/01329 | 0 |  | 0 | HOSPITAL | 5850 | 0 | 0 | 0 | 0 | 0 | 0 | 0 | 0 | 0 | 0 | 2018-02-01 | 1900-01-01 | 8 | [8 empty] | ICU |  |  |  | 0 | 0 | [12 empty] | admin | 2024-12-12 14:25 |  | TERUMO | TE*SS800N02 | 1512010001 | INTENSIVE CARE UNIT SERVICES |  |  | 1 | B | 1 |  | SUMMIT COMPANY (M) SDN BHD | SUMMIT COMPANY (M) SDN BHD | STOR 127052 | JAPAN |  | PRINCIP ENGINEERING |  |  | 0 | 0 | 0 | 0 |  |  |  |  | 2016-02-24 | KPJ Ipoh Specialist Hospital | 1 | [12 empty] | 2025-05-01 | 2026-05-01 | bar: MAY
68 | H07B100068 | 13217 | BEMS | B | - | ACT | C | H07 | BEMS | SYRINGE PUMP | SYRINGE PUMP | BA | ICU | L01 | ISH/BE/01330 | 0 |  | 0 | HOSPITAL | 5850 | 0 | 0 | 0 | 0 | 0 | 0 | 0 | 0 | 0 | 0 | 2018-02-01 | 1900-01-01 | 8 | [8 empty] | ICU |  |  |  | 0 | 0 | [12 empty] | admin | 2024-12-12 14:25 |  | TERUMO | TE*SS800N02 | 1512010002 | INTENSIVE CARE UNIT SERVICES |  |  | 1 | B | 1 |  | SUMMIT COMPANY (M) SDN BHD | SUMMIT COMPANY (M) SDN BHD | STOR 127052 | JAPAN |  | PRINCIP ENGINEERING |  |  | 0 | 0 | 0 | 0 |  |  |  |  | 2016-02-24 | KPJ Ipoh Specialist Hospital | 1 | [12 empty] | 2025-05-01 | 2026-05-01 | bar: MAY
69 | H07B100069 | 13217 | BEMS | B | - | ACT | C | H07 | BEMS | SYRINGE PUMP | SYRINGE PUMP | BA | ICU | L01 | ISH/BE/01331 | 0 |  | 0 | HOSPITAL | 5850 | 0 | 0 | 0 | 0 | 0 | 0 | 0 | 0 | 0 | 0 | 2018-02-01 | 1900-01-01 | 8 | [8 empty] | ICU |  |  |  | 0 | 0 | [12 empty] | admin | 2024-12-12 14:25 |  | TERUMO | TE*SS800N02 | 1512010003 | INTENSIVE CARE UNIT SERVICES |  |  | 1 | B | 1 |  | SUMMIT COMPANY (M) SDN BHD | SUMMIT COMPANY (M) SDN BHD | STOR 127052 | JAPAN |  | PRINCIP ENGINEERING |  |  | 0 | 0 | 0 | 0 |  |  |  |  | 2016-02-24 | KPJ Ipoh Specialist Hospital | 1 | [12 empty] | 2025-05-01 | 2026-05-01 | bar: MAY
70 | H07B100070 | 13217 | BEMS | B | - | ACT | C | H07 | BEMS | SYRINGE PUMP | SYRINGE PUMP | BA | ICU | L01 | ISH/BE/01332 | 0 |  | 0 | HOSPITAL | 5850 | 0 | 0 | 0 | 0 | 0 | 0 | 0 | 0 | 0 | 0 | 2018-02-01 | 1900-01-01 | 8 | [8 empty] | ICU |  |  |  | 0 | 0 | [12 empty] | admin | 2024-12-12 14:25 |  | TERUMO | TE*SS800N02 | 1512010004 | INTENSIVE CARE UNIT SERVICES |  |  | 1 | B | 1 |  | SUMMIT COMPANY (M) SDN BHD | SUMMIT COMPANY (M) SDN BHD | STOR 127052 | JAPAN |  | PRINCIP ENGINEERING |  |  | 0 | 0 | 0 | 0 |  |  |  |  | 2016-02-24 | KPJ Ipoh Specialist Hospital | 1 | [12 empty] | 2025-05-01 | 2026-05-01 | bar: MAY
71 | H07B100071 | 13217 | BEMS | B | - | ACT | C | H07 | BEMS | SYRINGE PUMP | SYRINGE PUMP | BA | ICU | L01 | ISH/BE/01333 | 0 |  | 0 | HOSPITAL | 5850 | 0 | 0 | 0 | 0 | 0 | 0 | 0 | 0 | 0 | 0 | 2018-02-01 | 1900-01-01 | 8 | [8 empty] | ICU |  |  |  | 0 | 0 | [12 empty] | admin | 2024-12-12 14:25 |  | TERUMO | TE*SS800N02 | 1512010005 | INTENSIVE CARE UNIT SERVICES |  |  | 1 | B | 1 |  | SUMMIT COMPANY (M) SDN BHD | SUMMIT COMPANY (M) SDN BHD | STOR 127052 | JAPAN |  | PRINCIP ENGINEERING |  |  | 0 | 0 | 0 | 0 |  |  |  |  | 2016-02-24 | KPJ Ipoh Specialist Hospital | 1 | [12 empty] | 2025-05-01 | 2026-05-01 | bar: MAY
72 | H07B100072 | 13217 | BEMS | B | - | ACT | C | H07 | BEMS | SYRINGE PUMP | SYRINGE PUMP | BA | ICU | L01 | ISH/BE/01334 | 0 |  | 0 | HOSPITAL | 5850 | 0 | 0 | 0 | 0 | 0 | 0 | 0 | 0 | 0 | 0 | 2018-02-01 | 1900-01-01 | 8 | [8 empty] | ICU |  |  |  | 0 | 0 | [12 empty] | admin | 2024-12-12 14:25 |  | TERUMO | TE*SS800N02 | 1512010006 | INTENSIVE CARE UNIT SERVICES |  |  | 1 | B | 1 |  | SUMMIT COMPANY (M) SDN BHD | SUMMIT COMPANY (M) SDN BHD | STOR 127052 | JAPAN |  | PRINCIP ENGINEERING |  |  | 0 | 0 | 0 | 0 |  |  |  |  | 2016-02-24 | KPJ Ipoh Specialist Hospital | 1 | [12 empty] | 2025-05-01 | 2026-05-01 | bar: MAY
74 | H07B100074 | 13217 | BEMS | B | - | ACT | C | H07 | BEMS | SYRINGE PUMP | SYRINGE PUMP | BA | ICU | L01 | ISH/BE/01336 | 0 |  | 0 | HOSPITAL | 5850 | 0 | 0 | 0 | 0 | 0 | 0 | 0 | 0 | 0 | 0 | 2018-02-01 | 1900-01-01 | 8 | [8 empty] | ICU |  |  |  | 0 | 0 | [12 empty] | admin | 2024-12-12 14:25 |  | TERUMO | TE*SS800N02 | 1512010008 | INTENSIVE CARE UNIT SERVICES |  |  | 1 | B | 1 |  | SUMMIT COMPANY (M) SDN BHD | SUMMIT COMPANY (M) SDN BHD | STOR 127052 | JAPAN |  | PRINCIP ENGINEERING |  |  | 0 | 0 | 0 | 0 |  |  |  |  | 2016-02-24 | KPJ Ipoh Specialist Hospital | 1 | [12 empty] | 2025-05-01 | 2026-05-01 | bar: MAY
75 | H07B100075 | 13217 | BEMS | B | - | ACT | C | H07 | BEMS | SYRINGE PUMP | SYRINGE PUMP | BA | ICU | L01 | ISH/BE/01337 | 0 |  | 0 | HOSPITAL | 5850 | 0 | 0 | 0 | 0 | 0 | 0 | 0 | 0 | 0 | 0 | 2018-02-01 | 1900-01-01 | 8 | [8 empty] | ICU |  |  |  | 0 | 0 | [12 empty] | admin | 2024-12-12 14:25 |  | TERUMO | TE*SS800N02 | 1512010009 | INTENSIVE CARE UNIT SERVICES |  |  | 1 | B | 1 |  | SUMMIT COMPANY (M) SDN BHD | SUMMIT COMPANY (M) SDN BHD | STOR 127052 | JAPAN |  | PRINCIP ENGINEERING |  |  | 0 | 0 | 0 | 0 |  |  |  |  | 2016-02-24 | KPJ Ipoh Specialist Hospital | 1 | [12 empty] | 2025-05-01 | 2026-05-01 | bar: MAY
76 | H07B100076 | 13217 | BEMS | B | - | ACT | C | H07 | BEMS | SYRINGE PUMP | SYRINGE PUMP | BA | ICU | L01 | ISH/BE/01338 | 0 |  | 0 | HOSPITAL | 5850 | 0 | 0 | 0 | 0 | 0 | 0 | 0 | 0 | 0 | 0 | 2018-02-01 | 1900-01-01 | 8 | [8 empty] | ICU |  |  |  | 0 | 0 | [12 empty] | admin | 2024-12-12 14:25 |  | TERUMO | TE*SS800N02 | 1512010010 | INTENSIVE CARE UNIT SERVICES |  |  | 1 | B | 1 |  | SUMMIT COMPANY (M) SDN BHD | SUMMIT COMPANY (M) SDN BHD | STOR 127052 | JAPAN |  | PRINCIP ENGINEERING |  |  | 0 | 0 | 0 | 0 |  |  |  |  | 2016-02-24 | KPJ Ipoh Specialist Hospital | 1 | [12 empty] | 2025-05-01 | 2026-05-01 | bar: MAY
77 | H07B100077 | 13217 | BEMS | B | - | ACT | C | H07 | BEMS | SYRINGE PUMP | SYRINGE PUMP | BA | ICU | L01 | ISH/BE/01339 | 0 |  | 0 | HOSPITAL | 5850 | 0 | 0 | 0 | 0 | 0 | 0 | 0 | 0 | 0 | 0 | 2018-02-01 | 1900-01-01 | 8 | [8 empty] | ICU |  |  |  | 0 | 0 | [12 empty] | admin | 2024-12-12 14:25 |  | TERUMO | TE*SS800N02 | 1512010011 | INTENSIVE CARE UNIT SERVICES |  |  | 1 | B | 1 |  | SUMMIT COMPANY (M) SDN BHD | SUMMIT COMPANY (M) SDN BHD | STOR 127052 | JAPAN |  | PRINCIP ENGINEERING |  |  | 0 | 0 | 0 | 0 |  |  |  |  | 2016-02-24 | KPJ Ipoh Specialist Hospital | 1 | [12 empty] | 2025-05-01 | 2026-05-01 | bar: MAY
78 | H07B100078 | 13217 | BEMS | B | - | ACT | C | H07 | BEMS | SYRINGE PUMP | SYRINGE PUMP | BA | ICU | L01 | ISH/BE/01340 | 0 |  | 0 | HOSPITAL | 5850 | 0 | 0 | 0 | 0 | 0 | 0 | 0 | 0 | 0 | 0 | 2018-02-01 | 1900-01-01 | 8 | [8 empty] | ICU |  |  |  | 0 | 0 | [12 empty] | admin | 2024-12-12 14:25 |  | TERUMO | TE*SS800N02 | 1512010012 | INTENSIVE CARE UNIT SERVICES |  |  | 1 | B | 1 |  | SUMMIT COMPANY (M) SDN BHD | SUMMIT COMPANY (M) SDN BHD | STOR 127052 | JAPAN |  | PRINCIP ENGINEERING |  |  | 0 | 0 | 0 | 0 |  |  |  |  | 2016-02-24 | KPJ Ipoh Specialist Hospital | 1 | [12 empty] | 2025-05-01 | 2026-05-01 | bar: MAY
79 | H07B100079 | 13217 | BEMS | B | - | ACT | C | H07 | BEMS | SYRINGE PUMP | SYRINGE PUMP | BA | ICU | L01 | ISH/BE/01341 | 0 |  | 0 | HOSPITAL | 5850 | 0 | 0 | 0 | 0 | 0 | 0 | 0 | 0 | 0 | 0 | 2018-02-01 | 1900-01-01 | 8 | [8 empty] | ICU |  |  |  | 0 | 0 | [12 empty] | admin | 2024-12-12 14:25 |  | TERUMO | TE*SS800N02 | 1512010013 | INTENSIVE CARE UNIT SERVICES |  |  | 1 | B | 1 |  | SUMMIT COMPANY (M) SDN BHD | SUMMIT COMPANY (M) SDN BHD | STOR 127052 | JAPAN |  | PRINCIP ENGINEERING |  |  | 0 | 0 | 0 | 0 |  |  |  |  | 2016-02-24 | KPJ Ipoh Specialist Hospital | 1 | [12 empty] | 2025-05-01 | 2026-05-01 | bar: MAY
80 | H07B100080 | 13217 | BEMS | B | - | ACT | C | H07 | BEMS | SYRINGE PUMP | SYRINGE PUMP | BA | ICU | L01 | ISH/BE/01342 | 0 |  | 0 | HOSPITAL | 5850 | 0 | 0 | 0 | 0 | 0 | 0 | 0 | 0 | 0 | 0 | 2018-02-01 | 1900-01-01 | 8 | [8 empty] | ICU |  |  |  | 0 | 0 | [12 empty] | admin | 2024-12-12 14:25 |  | TERUMO | TE*SS800N02 | 1512010014 | INTENSIVE CARE UNIT SERVICES |  |  | 1 | B | 1 |  | SUMMIT COMPANY (M) SDN BHD | SUMMIT COMPANY (M) SDN BHD | STOR 127052 | JAPAN |  | PRINCIP ENGINEERING |  |  | 0 | 0 | 0 | 0 |  |  |  |  | 2016-02-24 | KPJ Ipoh Specialist Hospital | 1 | [12 empty] | 2025-05-01 | 2026-05-01 | bar: MAY
81 | H07B100081 | 13217 | BEMS | B | - | ACT | C | H07 | BEMS | SYRINGE PUMP | SYRINGE PUMP | BA | ICU | L01 | ISH/BE/01343 | 0 |  | 0 | HOSPITAL | 5850 | 0 | 0 | 0 | 0 | 0 | 0 | 0 | 0 | 0 | 0 | 2018-02-01 | 1900-01-01 | 8 | [8 empty] | ICU |  |  |  | 0 | 0 | [12 empty] | admin | 2024-12-12 14:25 |  | TERUMO | TE*SS800N02 | 1512010015 | INTENSIVE CARE UNIT SERVICES |  |  | 1 | B | 1 |  | SUMMIT COMPANY (M) SDN BHD | SUMMIT COMPANY (M) SDN BHD | STOR 127052 | JAPAN |  | PRINCIP ENGINEERING |  |  | 0 | 0 | 0 | 0 |  |  |  |  | 2016-02-24 | KPJ Ipoh Specialist Hospital | 1 | [12 empty] | 2025-05-01 | 2026-05-01 | bar: MAY
82 | H07B100082 | 13217 | BEMS | B | - | ACT | C | H07 | BEMS | SYRINGE PUMP | SYRINGE PUMP | BA | ICU | L01 | ISH/BE/01344 | 0 |  | 0 | HOSPITAL | 5850 | 0 | 0 | 0 | 0 | 0 | 0 | 0 | 0 | 0 | 0 | 2018-02-01 | 1900-01-01 | 8 | [8 empty] | ICU |  |  |  | 0 | 0 | [12 empty] | admin | 2024-12-12 14:25 |  | TERUMO | TE*SS800N02 | 1512010016 | INTENSIVE CARE UNIT SERVICES |  |  | 1 | B | 1 |  | SUMMIT COMPANY (M) SDN BHD | SUMMIT COMPANY (M) SDN BHD | STOR 127052 | JAPAN |  | PRINCIP ENGINEERING |  |  | 0 | 0 | 0 | 0 |  |  |  |  | 2016-02-24 | KPJ Ipoh Specialist Hospital | 1 | [12 empty] | 2025-05-01 | 2026-05-01 | bar: MAY
83 | H07B100083 | 13217 | BEMS | B | - | ACT | C | H07 | BEMS | SYRINGE PUMP | SYRINGE PUMP | BA | ICU | L01 | ISH/BE/01345 | 0 |  | 0 | HOSPITAL | 5850 | 0 | 0 | 0 | 0 | 0 | 0 | 0 | 0 | 0 | 0 | 2018-02-01 | 1900-01-01 | 8 | [8 empty] | ICU |  |  |  | 0 | 0 | [12 empty] | admin | 2024-12-12 14:25 |  | TERUMO | TE*SS800N02 | 1512010017 | INTENSIVE CARE UNIT SERVICES |  |  | 1 | B | 1 |  | SUMMIT COMPANY (M) SDN BHD | SUMMIT COMPANY (M) SDN BHD | STOR 127052 | JAPAN |  | PRINCIP ENGINEERING |  |  | 0 | 0 | 0 | 0 |  |  |  |  | 2016-02-24 | KPJ Ipoh Specialist Hospital | 1 | [12 empty] | 2025-05-01 | 2026-05-01 | bar: MAY
84 | H07B100084 | 13217 | BEMS | B | - | ACT | C | H07 | BEMS | SYRINGE PUMP | SYRINGE PUMP | BA | ICU | L01 | ISH/BE/01346 | 0 |  | 0 | HOSPITAL | 5850 | 0 | 0 | 0 | 0 | 0 | 0 | 0 | 0 | 0 | 0 | 2018-02-01 | 1900-01-01 | 8 | [8 empty] | ICU |  |  |  | 0 | 0 | [12 empty] | admin | 2024-12-12 14:25 |  | TERUMO | TE*SS800N02 | 1512010018 | INTENSIVE CARE UNIT SERVICES |  |  | 1 | B | 1 |  | SUMMIT COMPANY (M) SDN BHD | SUMMIT COMPANY (M) SDN BHD | STOR 127052 | JAPAN |  | PRINCIP ENGINEERING |  |  | 0 | 0 | 0 | 0 |  |  |  |  | 2016-02-24 | KPJ Ipoh Specialist Hospital | 1 | [12 empty] | 2025-05-01 | 2026-05-01 | bar: MAY
85 | H07B100085 | 13217 | BEMS | B | - | ACT | C | H07 | BEMS | SYRINGE PUMP | SYRINGE PUMP | BA | ICU | L01 | ISH/BE/01347 | 0 |  | 0 | HOSPITAL | 5850 | 0 | 0 | 0 | 0 | 0 | 0 | 0 | 0 | 0 | 0 | 2018-02-01 | 1900-01-01 | 8 | [8 empty] | ICU |  |  |  | 0 | 0 | [12 empty] | admin | 2024-12-12 14:25 |  | TERUMO | TE*SS800N02 | 1512010019 | INTENSIVE CARE UNIT SERVICES |  |  | 1 | B | 1 |  | SUMMIT COMPANY (M) SDN BHD | SUMMIT COMPANY (M) SDN BHD | STOR 127052 | JAPAN |  | PRINCIP ENGINEERING |  |  | 0 | 0 | 0 | 0 |  |  |  |  | 2016-02-24 | KPJ Ipoh Specialist Hospital | 1 | [12 empty] | 2025-05-01 | 2026-05-01 | bar: MAY
86 | H07B100086 | 13217 | BEMS | B | - | ACT | C | H07 | BEMS | SYRINGE PUMP | SYRINGE PUMP | BA | ICU | L01 | ISH/BE/01348 | 0 |  | 0 | HOSPITAL | 5850 | 0 | 0 | 0 | 0 | 0 | 0 | 0 | 0 | 0 | 0 | 2018-02-01 | 1900-01-01 | 8 | [8 empty] | ICU |  |  |  | 0 | 0 | [12 empty] | admin | 2024-12-12 14:25 |  | TERUMO | TE*SS800N02 | 1512010020 | INTENSIVE CARE UNIT SERVICES |  |  | 1 | B | 1 |  | SUMMIT COMPANY (M) SDN BHD | SUMMIT COMPANY (M) SDN BHD | STOR 127052 | JAPAN |  | PRINCIP ENGINEERING |  |  | 0 | 0 | 0 | 0 |  |  |  |  | 2016-02-24 | KPJ Ipoh Specialist Hospital | 1 | [12 empty] | 2025-05-01 | 2026-05-01 | bar: MAY
87 | H07B100087 | 13217 | BEMS | B | - | ACT | C | H07 | BEMS | SYRINGE PUMP | SYRINGE PUMP | BA | ICU | L01 | ISH/BE/01349 | 0 |  | 0 | HOSPITAL | 5850 | 0 | 0 | 0 | 0 | 0 | 0 | 0 | 0 | 0 | 0 | 2018-02-01 | 1900-01-01 | 8 | [8 empty] | ICU |  |  |  | 0 | 0 | [12 empty] | admin | 2024-12-12 14:25 |  | TERUMO | TE*SS800N02 | 1512010021 | INTENSIVE CARE UNIT SERVICES |  |  | 1 | B | 1 |  | SUMMIT COMPANY (M) SDN BHD | SUMMIT COMPANY (M) SDN BHD | STOR 127052 | JAPAN |  | PRINCIP ENGINEERING |  |  | 0 | 0 | 0 | 0 |  |  |  |  | 2016-02-24 | KPJ Ipoh Specialist Hospital | 1 | [12 empty] | 2025-05-01 | 2026-05-01 | bar: MAY
88 | H07B100088 | 13217 | BEMS | B | - | ACT | C | H07 | BEMS | SYRINGE PUMP | SYRINGE PUMP | BA | ICU | L01 | ISH/BE/01350 | 0 |  | 0 | HOSPITAL | 5850 | 0 | 0 | 0 | 0 | 0 | 0 | 0 | 0 | 0 | 0 | 2018-02-01 | 1900-01-01 | 8 | [8 empty] | ICU |  |  |  | 0 | 0 | [12 empty] | admin | 2024-12-12 14:25 |  | TERUMO | TE*SS800N02 | 1512010022 | INTENSIVE CARE UNIT SERVICES |  |  | 1 | B | 1 |  | SUMMIT COMPANY (M) SDN BHD | SUMMIT COMPANY (M) SDN BHD | STOR 127052 | JAPAN |  | PRINCIP ENGINEERING |  |  | 0 | 0 | 0 | 0 |  |  |  |  | 2016-02-24 | KPJ Ipoh Specialist Hospital | 1 | [12 empty] | 2025-05-01 | 2026-05-01 | bar: MAY
89 | H07B100089 | 13217 | BEMS | B | - | ACT | C | H07 | BEMS | SYRINGE PUMP | SYRINGE PUMP | BA | ICU | L01 | ISH/BE/01351 | 0 |  | 0 | HOSPITAL | 5850 | 0 | 0 | 0 | 0 | 0 | 0 | 0 | 0 | 0 | 0 | 2018-02-01 | 1900-01-01 | 8 | [8 empty] | ICU |  |  |  | 0 | 0 | [12 empty] | admin | 2024-12-12 14:25 |  | TERUMO | TE*SS800N02 | 1512010023 | INTENSIVE CARE UNIT SERVICES |  |  | 1 | B | 1 |  | SUMMIT COMPANY (M) SDN BHD | SUMMIT COMPANY (M) SDN BHD | STOR 127052 | JAPAN |  | PRINCIP ENGINEERING |  |  | 0 | 0 | 0 | 0 |  |  |  |  | 2016-02-24 | KPJ Ipoh Specialist Hospital | 1 | [12 empty] | 2025-05-01 | 2026-05-01 | bar: MAY
90 | H07B100090 | 13217 | BEMS | B | - | ACT | C | H07 | BEMS | SYRINGE PUMP | SYRINGE PUMP | BA | ICU | L01 | ISH/BE/01352 | 0 |  | 0 | HOSPITAL | 5850 | 0 | 0 | 0 | 0 | 0 | 0 | 0 | 0 | 0 | 0 | 2018-02-01 | 1900-01-01 | 8 | [8 empty] | ICU |  |  |  | 0 | 0 | [12 empty] | admin | 2024-12-12 14:25 |  | TERUMO | TE*SS800N02 | 1512010024 | INTENSIVE CARE UNIT SERVICES |  |  | 1 | B | 1 |  | SUMMIT COMPANY (M) SDN BHD | SUMMIT COMPANY (M) SDN BHD | STOR 127052 | JAPAN |  | PRINCIP ENGINEERING |  |  | 0 | 0 | 0 | 0 |  |  |  |  | 2016-02-24 | KPJ Ipoh Specialist Hospital | 1 | [12 empty] | 2025-05-01 | 2026-05-01 | bar: MAY
91 | H07B100091 | 13217 | BEMS | B | - | ACT | C | H07 | BEMS | SYRINGE PUMP | SYRINGE PUMP | BA | ICU | L01 | ISH/BE/01353 | 0 |  | 0 | HOSPITAL | 5850 | 0 | 0 | 0 | 0 | 0 | 0 | 0 | 0 | 0 | 0 | 2018-02-01 | 1900-01-01 | 8 | [8 empty] | ICU |  |  |  | 0 | 0 | [12 empty] | admin | 2024-12-12 14:25 |  | TERUMO | TE*SS800N02 | 1512010025 | INTENSIVE CARE UNIT SERVICES |  |  | 1 | B | 1 |  | SUMMIT COMPANY (M) SDN BHD | SUMMIT COMPANY (M) SDN BHD | STOR 127052 | JAPAN |  | PRINCIP ENGINEERING |  |  | 0 | 0 | 0 | 0 |  |  |  |  | 2016-02-24 | KPJ Ipoh Specialist Hospital | 1 | [12 empty] | 2025-05-01 | 2026-05-01 | bar: MAY
140 | H07B100140 | 10347 | BEMS | B | - | ACT | N | H07 | BEMS | ELECTRICAL BEDS | ELECTRICAL BEDS | BA | ICU | L01 | ISH/BE/01859 | 0 |  | 0 | HOSPITAL | 19500 | 0 | 0 | 0 | 0 | 0 | 0 | 0 | 0 | 0 | 0 |  | 1900-01-01 | 1 | [8 empty] | ICU |  |  |  | 0 | 0 | [12 empty] | admin | 2024-12-12 14:25 |  | LKL ADVANCE METALTECH SDN | BA9900-WA3-18 | 23SBA029494 | INTENSIVE CARE UNIT SERVICES |  |  | 1 | B | 1 |  | LKL ADVANCE METALTECH SDN BHD | LKL ADVANCE METALTECH SDN BHD | STOR 210980 | MALAYSIA |  | LKL ADVANCE METALTECH SDN BHD |  |  | 0 | 0 | 0 | 0 |  |  |  |  | 2023-05-23 | KPJ Ipoh Specialist Hospital | 1 | [12 empty] | 2025-05-01 | 2026-05-01 | bar: MAY
141 | H07B100141 | 10347 | BEMS | B | - | ACT | N | H07 | BEMS | ELECTRICAL BEDS | ELECTRICAL BEDS | BA | ICU | L01 | ISH/BE/01860 | 0 |  | 0 | HOSPITAL | 19500 | 0 | 0 | 0 | 0 | 0 | 0 | 0 | 0 | 0 | 0 |  | 1900-01-01 | 1 | [8 empty] | ICU |  |  |  | 0 | 0 | [12 empty] | admin | 2024-12-12 14:25 |  | LKL ADVANCE METALTECH SDN | BA9900-WA3-18 | 23SBA029495 | INTENSIVE CARE UNIT SERVICES |  |  | 1 | B | 1 |  | LKL ADVANCE METALTECH SDN BHD | LKL ADVANCE METALTECH SDN BHD | STOR 210980 | MALAYSIA |  | LKL ADVANCE METALTECH SDN BHD |  |  | 0 | 0 | 0 | 0 |  |  |  |  | 2023-05-23 | KPJ Ipoh Specialist Hospital | 1 | [12 empty] | 2025-05-01 | 2026-05-01 | bar: MAY
142 | H07B100142 | 10347 | BEMS | B | - | ACT | N | H07 | BEMS | ELECTRICAL BEDS | ELECTRICAL BEDS | BA | ICU | L01 | ISH/BE/01861 | 0 |  | 0 | HOSPITAL | 19500 | 0 | 0 | 0 | 0 | 0 | 0 | 0 | 0 | 0 | 0 |  | 1900-01-01 | 1 | [8 empty] | ICU |  |  |  | 0 | 0 | [12 empty] | admin | 2024-12-12 14:25 |  | LKL ADVANCE METALTECH SDN | BA9900-WA3-18 | 23SBA029496 | INTENSIVE CARE UNIT SERVICES |  |  | 1 | B | 1 |  | LKL ADVANCE METALTECH SDN BHD | LKL ADVANCE METALTECH SDN BHD | STOR 210980 | MALAYSIA |  | LKL ADVANCE METALTECH SDN BHD |  |  | 0 | 0 | 0 | 0 |  |  |  |  | 2023-05-23 | KPJ Ipoh Specialist Hospital | 1 | [12 empty] | 2025-05-01 | 2026-05-01 | bar: MAY
143 | H07B100143 | 10347 | BEMS | B | - | ACT | N | H07 | BEMS | ELECTRICAL BEDS | ELECTRICAL BEDS | BA | ICU | L01 | ISH/BE/01862 | 0 |  | 0 | HOSPITAL | 19500 | 0 | 0 | 0 | 0 | 0 | 0 | 0 | 0 | 0 | 0 |  | 1900-01-01 | 1 | [8 empty] | ICU |  |  |  | 0 | 0 | [12 empty] | admin | 2024-12-12 14:25 |  | LKL ADVANCE METALTECH SDN | BA9900-WA3-18 | 23SBA029497 | INTENSIVE CARE UNIT SERVICES |  |  | 1 | B | 1 |  | LKL ADVANCE METALTECH SDN BHD | LKL ADVANCE METALTECH SDN BHD | STOR 210980 | MALAYSIA |  | LKL ADVANCE METALTECH SDN BHD |  |  | 0 | 0 | 0 | 0 |  |  |  |  | 2023-05-23 | KPJ Ipoh Specialist Hospital | 1 | [12 empty] | 2025-05-01 | 2026-05-01 | bar: MAY
192 | H07B100192 | 10969 | BEMS | B | - | ACT | C | H07 | BEMS | DVT PUMP | DVT PUMP | BA | HDU | L02 | ISH/BE/02090 | 0 |  | 0 | HOSPITAL | 8100 | 0 | 0 | 0 | 0 | 0 | 0 | 0 | 0 | 0 | 0 | 2024-11-21 | 1900-01-01 | 0 | [8 empty] | HDU |  |  |  | 0 | 0 | [12 empty] | admin | 2024-12-12 14:25 |  | DAESUNG MAREF | 4000S | 20121671 | HIGH DEPENDENCY UNIT |  |  | 1 | B | 1 |  | SUP100004 | GEMILANG ASIA TECHNOLOGY SDN BHD | STOR 232020 (FA) | KOREA |  | GEMILANG ASIA TECHNOLOGY SDN BHD |  |  | 0 | 0 | 0 | 0 |  |  |  |  | 2024-11-22 | KPJ Ipoh Specialist Hospital | 1 | [12 empty] | 2025-05-01 | 2026-05-01 | bar: JAN to DEC
209 | H07B100209 | 13037 | BEMS | B | - | ACT | N | H07 | BEMS | PHOTOTHERAPY UNIT | PHOTOTHERAPY UNIT | BA | NICU | L01 | ISH/BE/01428 | 0 |  | 0 | HOSPITAL | 9500 | 0 | 0 | 0 | 0 | 0 | 0 | 0 | 0 | 0 | 0 | 2018-07-01 | 1900-01-01 | 8 | [8 empty] | NICU |  |  |  | 0 | 0 | [12 empty] | admin | 2024-12-12 14:25 |  | GE | EQ LULLABY LED | SGT15469423PA | NICU |  |  | 1 | B | 1 |  | GETZ HEALTHCARE (M) SDN BHD | GETZ HEALTHCARE (M) SDN BHD | STOR 130964(FA) | GERMANY |  | PRINCIP ENGINEERING |  |  | 0 | 0 | 0 | 0 |  |  |  |  | 2016-07-12 | KPJ Ipoh Specialist Hospital | 1 | [12 empty] | 2025-05-01 | 2026-05-01 | bar: MAY
210 | H07B100210 | 13037 | BEMS | B | - | ACT | N | H07 | BEMS | PHOTOTHERAPY UNIT | PHOTOTHERAPY UNIT | BA | NICU | L01 | ISH/BE/01429 | 0 |  | 0 | HOSPITAL | 9500 | 0 | 0 | 0 | 0 | 0 | 0 | 0 | 0 | 0 | 0 | 2018-07-01 | 1900-01-01 | 8 | [8 empty] | NICU |  |  |  | 0 | 0 | [12 empty] | admin | 2024-12-12 14:25 |  | GE | EQ LULLABY LED | SGT15469424PA | NICU |  |  | 1 | B | 1 |  | GETZ HEALTHCARE (M) SDN BHD | GETZ HEALTHCARE (M) SDN BHD | STOR 130964(FA) | GERMANY |  | EXPERT HEALTHCARE SDN BHD |  |  | 0 | 0 | 0 | 0 |  |  |  |  | 2016-07-12 | KPJ Ipoh Specialist Hospital | 1 | [12 empty] | 2025-05-01 | 2026-05-01 | bar: MAY
220 | H07B100220 | 13215 | BEMS | B | - | ACT | C | H07 | BEMS | INFUSION PUMP | INFUSION PUMP | BA | NICU | L01 | ISH/BE/01810 | 0 |  | 0 | HOSPITAL | 4730 | 0 | 0 | 0 | 0 | 0 | 0 | 0 | 0 | 0 | 0 | 2025-02-05 | 1900-01-01 | 1 | [8 empty] | NICU |  |  |  | 0 | 0 | [12 empty] | admin | 2024-12-12 14:25 |  | TERUMO | TE*LM730A03 | 2003010030 | NICU |  |  | 1 | B | 1 |  | SUMMIT COMPANY (MALAYSIA) SDN BHD | SUMMIT COMPANY (MALAYSIA) SDN BHD | STOR 211730 | JAPAN |  | SUMMIT COMPANY (MALAYSIA) SDN BHD |  |  | 0 | 0 | 0 | 0 |  |  |  |  | 2023-03-05 | KPJ Ipoh Specialist Hospital | 1 | [12 empty] | 2025-05-01 | 2026-05-01 | bar: MAY
221 | H07B100221 | 13217 | BEMS | B | - | ACT | C | H07 | BEMS | SYRINGE PUMP | SYRINGE PUMP | BA | NICU | L01 | ISH/BE/01830 | 0 |  | 0 | HOSPITAL | 3680 | 0 | 0 | 0 | 0 | 0 | 0 | 0 | 0 | 0 | 0 | 2025-02-05 | 1900-01-01 | 1 | [8 empty] | NICU |  |  |  | 0 | 0 | [12 empty] | admin | 2024-12-12 14:25 |  | TERUMO | TE*SS730N02 | 2111012051 | NICU |  |  | 1 | B | 1 |  | SUMMIT COMPANY (MALAYSIA) SDN BHD | SUMMIT COMPANY (MALAYSIA) SDN BHD | STOR 211747 | JAPAN |  | SUMMIT COMPANY (MALAYSIA) SDN BHD |  |  | 0 | 0 | 0 | 0 |  |  |  |  | 2023-03-05 | KPJ Ipoh Specialist Hospital | 1 | [12 empty] | 2025-05-01 | 2026-05-01 | bar: MAY
494 | H07B100494 | 15966 | BEMS | B | - | ACT | C | H07 | BEMS | LCD MONITOR | LCD MONITOR | BA | OT | L01 | ISH/BE/02012 | 0 |  | 0 | HOSPITAL | 175918.02 | 0 | 0 | 0 | 0 | 0 | 0 | 0 | 0 | 0 | 0 | 2026-05-19 | 1900-01-01 | 0 | [8 empty] | OT |  |  |  | 0 | 0 | [12 empty] | admin | 2024-12-12 14:25 |  | OLYMPUS | LMD-2735MD | 8008857 | OPERATION THEATRE |  |  | 1 | B | 1 |  | OLYMPUS (MALAYSIA) SDN BHD | OLYMPUS (MALAYSIA) SDN BHD | STOR 224198 | JAPAN |  | OLYMPUS (MALAYSIA) SDN BHD |  |  | 0 | 0 | 0 | 0 |  |  |  |  | 2024-05-20 | KPJ Ipoh Specialist Hospital | 1 | [12 empty] | 2025-05-01 | 2026-05-01 | bar: MAY
495 | H07B100495 | 18037 | BEMS | B | - | ACT | C | H07 | BEMS | VIDEO SYSTEM | VIDEO SYSTEM | BA | OT | L01 | ISH/BE/02013 | 0 |  | 0 | HOSPITAL | 0 | 0 | 0 | 0 | 0 | 0 | 0 | 0 | 0 | 0 | 0 | 2026-05-19 | 1900-01-01 | 0 | [8 empty] | OT |  |  |  | 0 | 0 | [12 empty] | admin | 2024-12-12 14:25 |  | OLYMPUS | OTV-S200 | 7356268 | OPERATION THEATRE |  |  | 1 | B | 1 |  | OLYMPUS (MALAYSIA) SDN BHD | OLYMPUS (MALAYSIA) SDN BHD | STOR 224198 | JAPAN |  | OLYMPUS (MALAYSIA) SDN BHD |  |  | 0 | 0 | 0 | 0 |  |  |  |  | 2024-05-20 | KPJ Ipoh Specialist Hospital | 1 | [12 empty] | 2025-05-01 | 2026-05-01 | bar: MAY
496 | H07B100496 | 16974 | BEMS | B | - | ACT | C | H07 | BEMS | VIDEO RECORDER W DVD OPTICAL | VIDEO RECORDER W DVD OPTICAL | BA | OT | L01 | ISH/BE/02014 | 0 |  | 0 | HOSPITAL | 0 | 0 | 0 | 0 | 0 | 0 | 0 | 0 | 0 | 0 | 0 | 2026-05-19 | 1900-01-01 | 0 | [8 empty] | OT |  |  |  | 0 | 0 | [12 empty] | admin | 2024-12-12 14:25 |  | OLYMPUS | HVO-550MD | 123550 | OPERATION THEATRE |  |  | 1 | B | 1 |  | OLYMPUS (MALAYSIA) SDN BHD | OLYMPUS (MALAYSIA) SDN BHD | STOR 224198 | JAPAN |  | OLYMPUS (MALAYSIA) SDN BHD |  |  | 0 | 0 | 0 | 0 |  |  |  |  | 2024-05-20 | KPJ Ipoh Specialist Hospital | 1 | [12 empty] | 2025-05-01 | 2026-05-01 | bar: MAY
722 | H07B100722 | - | BEMS | B | - | ACT | C | H07 | BEMS | ENDOSCOPE MAINTENANCE UNIT | ENDOSCOPE MAINTENANCE UNIT | BB | DIAGNOSTIC CENTRE | L01 | ISH/BE/02011 | 0 |  | 0 | HOSPITAL | 3689.8 | 0 | 0 | 0 | 0 | 0 | 0 | 0 | 0 | 0 | 0 | 2025-05-16 | 1900-01-01 | 0 | [8 empty] | DIAGNOSTIC CENTRE |  |  |  | 0 | 0 | [12 empty] | admin | 2024-12-12 14:25 |  | OLYMPUS | MU-1 | 7381589 |  |  |  | 1 | B | 1 |  | OLYMPUS (M) SDN BHD | OLYMPUS (M) SDN BHD | STOR 215537 (FA) | JAPAN |  | OLYMPUS (M) SDN BHD |  |  | 0 | 0 | 0 | 0 |  |  |  |  | 2024-05-17 | KPJ Ipoh Specialist Hospital | 1 | [12 empty] | 2025-05-01 | 2026-05-01 | bar: MAY
867 | H07B100867 | - | BEMS | B | - | ACT | C | H07 | BEMS | AB SCANNER | AB SCANNER | BB | DR JASVINDER | L01 | ISH/BE/01864 | 0 |  | 0 | HOSPITAL | 49000 | 0 | 0 | 0 | 0 | 0 | 0 | 0 | 0 | 0 | 0 |  | 1900-01-01 | 1 | [8 empty] | DR JASVINDER |  |  |  | 0 | 0 | [12 empty] | admin | 2024-12-12 14:25 |  | BIZ MEDIC | QUANTEL COMPACT TOUCH ULTRASOUND A/B SCAN | 8487 |  |  |  | 1 | B | 1 |  | BIZ MEDIC SDN BHD | BIZ MEDIC SDN BHD | STOR 210848 | USA |  | BIZ MEDIC SDN BHD |  |  | 0 | 0 | 0 | 0 |  |  |  |  | 2023-05-26 | KPJ Ipoh Specialist Hospital | 1 | [12 empty] | 2025-05-01 | 2026-05-01 | bar: MAY
924 | H07B100924 | - | BEMS | B | - | ACT | C | H07 | BEMS | HYDROCOLLATOR HEATING UNIT | HYDROCOLLATOR HEATING UNIT | BA | PHYSIOTHERAPY | GF | ISH/BE/02010 | 0 |  | 0 | HOSPITAL | 21000 | 0 | 0 | 0 | 0 | 0 | 0 | 0 | 0 | 0 | 0 | 2026-05-13 | 1900-01-01 | 0 | [8 empty] | PHYSIOTHERAPY |  |  |  | 0 | 0 | [12 empty] | admin | 2024-12-12 14:25 |  | CHATTANOOGA | M2 | T5111 |  |  |  | 1 | B | 1 |  | SUP100026 | PRINCIP ENGINEERING | STOR 223452 | USA |  | PRINCIP ENGINEERING |  |  | 0 | 0 | 0 | 0 |  |  |  |  | 2024-05-14 | KPJ Ipoh Specialist Hospital | 1 | [12 empty] | 2025-05-01 | 2026-05-01 | bar: MAY
981 | H07B100981 | 13217 | BEMS | B | - | ACT | C | H07 | BEMS | SYRINGE PUMP | SYRINGE PUMP | BA | WARD 1 | L01 | ISH/BE/01379 | 0 |  | 0 | HOSPITAL | 3380 | 0 | 0 | 0 | 0 | 0 | 0 | 0 | 0 | 0 | 0 | 2018-04-01 | 1900-01-01 | 8 | [8 empty] | WARD 1 |  |  |  | 0 | 0 | [12 empty] | admin | 2024-12-12 14:25 |  | TERUMO | TE*SS700N02 | 1508010155 | WARD 1 |  |  | 1 | B | 1 |  | SUMMIT COMPANY (M) SDN BHD | SUMMIT COMPANY (M) SDN BHD |  | JAPAN |  | PRINCIP ENGINEERING |  |  | 0 | 0 | 0 | 0 |  |  |  |  | 2016-04-14 | KPJ Ipoh Specialist Hospital | 1 | [12 empty] | 2025-05-01 | 2026-05-01 | bar: MAY
982 | H07B100982 | 13217 | BEMS | B | - | ACT | C | H07 | BEMS | SYRINGE PUMP | SYRINGE PUMP | BA | WARD 1 | L01 | ISH/BE/01380 | 0 |  | 0 | HOSPITAL | 3380 | 0 | 0 | 0 | 0 | 0 | 0 | 0 | 0 | 0 | 0 | 2018-04-01 | 1900-01-01 | 8 | [8 empty] | WARD 1 |  |  |  | 0 | 0 | [12 empty] | admin | 2024-12-12 14:25 |  | TERUMO | TE*SS700N02 | 1508010157 | WARD 1 |  |  | 1 | B | 1 |  | SUMMIT COMPANY (M) SDN BHD | SUMMIT COMPANY (M) SDN BHD |  | JAPAN |  | PRINCIP ENGINEERING |  |  | 0 | 0 | 0 | 0 |  |  |  |  | 2016-04-14 | KPJ Ipoh Specialist Hospital | 1 | [12 empty] | 2025-05-01 | 2026-05-01 | bar: MAY
988 | H07B100988 | 13037 | BEMS | B | - | ACT | N | H07 | BEMS | PHOTOTHERAPY UNIT | PHOTOTHERAPY UNIT | BA | WARD 1 | L01 | ISH/BE/01192 | 0 |  | 0 | HOSPITAL | 8600 | 0 | 0 | 0 | 0 | 0 | 0 | 0 | 0 | 0 | 0 | 2016-09-01 | 1900-01-01 | 10 | [8 empty] | WARD 1 |  |  |  | 0 | 0 | [12 empty] | admin | 2024-12-12 14:25 |  | GE | EQ LULLABY LED | SGT14316040PA | WARD 1 |  |  | 1 | B | 1 |  | EXPERT HEALTHCARE SDN BHD | EXPERT HEALTHCARE SDN BHD | STOR 116949(FA) | GERMANY |  | PRINCIP ENGINEERING |  |  | 0 | 0 | 0 | 0 |  |  |  |  | 2014-10-01 | KPJ Ipoh Specialist Hospital | 1 | [12 empty] | 2025-05-01 | 2026-05-01 | bar: MAY
989 | H07B100989 | 13037 | BEMS | B | - | ACT | N | H07 | BEMS | PHOTOTHERAPY UNIT | PHOTOTHERAPY UNIT | BA | WARD 1 | L01 | ISH/BE/01193 | 0 |  | 0 | HOSPITAL | 8600 | 0 | 0 | 0 | 0 | 0 | 0 | 0 | 0 | 0 | 0 | 2016-09-01 | 1900-01-01 | 10 | [8 empty] | WARD 1 |  |  |  | 0 | 0 | [12 empty] | admin | 2024-12-12 14:25 |  | GE | EQ LULLABY LED | SGT14316045PA | WARD 1 |  |  | 1 | B | 1 |  | EXPERT HEALTHCARE SDN BHD | EXPERT HEALTHCARE SDN BHD | STOR 116949(FA) | GERMANY |  | PRINCIP ENGINEERING |  |  | 0 | 0 | 0 | 0 |  |  |  |  | 2014-10-01 | KPJ Ipoh Specialist Hospital | 1 | [12 empty] | 2025-05-01 | 2026-05-01 | bar: MAY
990 | H07B100990 | 13037 | BEMS | B | - | ACT | N | H07 | BEMS | PHOTOTHERAPY UNIT | PHOTOTHERAPY UNIT | BA | WARD 1 | L01 | ISH/BE/01194 | 0 |  | 0 | HOSPITAL | 8600 | 0 | 0 | 0 | 0 | 0 | 0 | 0 | 0 | 0 | 0 | 2016-09-01 | 1900-01-01 | 10 | [8 empty] | WARD 1 |  |  |  | 0 | 0 | [12 empty] | admin | 2024-12-12 14:25 |  | GE | EQ LULLABY LED | SGT14326049PA | WARD 1 |  |  | 1 | B | 1 |  | EXPERT HEALTHCARE SDN BHD | EXPERT HEALTHCARE SDN BHD | STOR 116949(FA) | GERMANY |  | PRINCIP ENGINEERING |  |  | 0 | 0 | 0 | 0 |  |  |  |  | 2014-10-01 | KPJ Ipoh Specialist Hospital | 1 | [12 empty] | 2025-05-01 | 2026-05-01 | bar: MAY
991 | H07B100991 | 13037 | BEMS | B | - | ACT | N | H07 | BEMS | PHOTOTHERAPY UNIT | PHOTOTHERAPY UNIT | BA | WARD 1 | L01 | ISH/BE/01432 | 0 |  | 0 | HOSPITAL | 9000 | 0 | 0 | 0 | 0 | 0 | 0 | 0 | 0 | 0 | 0 | 2018-09-01 | 1900-01-01 | 8 | [8 empty] | WARD 1 |  |  |  | 0 | 0 | [12 empty] | admin | 2024-12-12 14:25 |  | GE | EQ LULLABY LED | SGT16290053PA | WARD 1 |  |  | 1 | B | 1 |  | EXPERT HEALTHCARE SDN BHD | EXPERT HEALTHCARE SDN BHD | STOR 133442(FA) | GERMANY |  | PRINCIP ENGINEERING |  |  | 0 | 0 | 0 | 0 |  |  |  |  | 2016-09-15 | KPJ Ipoh Specialist Hospital | 1 | [12 empty] | 2025-05-01 | 2026-05-01 | bar: MAY
992 | H07B100992 | 13037 | BEMS | B | - | ACT | N | H07 | BEMS | PHOTOTHERAPY UNIT | PHOTOTHERAPY UNIT | BA | WARD 1 | L01 | ISH/BE/01433 | 0 |  | 0 | HOSPITAL | 9000 | 0 | 0 | 0 | 0 | 0 | 0 | 0 | 0 | 0 | 0 | 2018-09-01 | 1900-01-01 | 8 | [8 empty] | WARD 1 |  |  |  | 0 | 0 | [12 empty] | admin | 2024-12-12 14:25 |  | GE | EQ LULLABY LED | SGT16290054PA | WARD 1 |  |  | 1 | B | 1 |  | EXPERT HEALTHCARE SDN BHD | EXPERT HEALTHCARE SDN BHD | STOR 133442(FA) | GERMANY |  | PRINCIP ENGINEERING |  |  | 0 | 0 | 0 | 0 |  |  |  |  | 2016-09-15 | KPJ Ipoh Specialist Hospital | 1 | [12 empty] | 2025-05-01 | 2026-05-01 | bar: MAY
993 | H07B100993 | 13037 | BEMS | B | - | ACT | N | H07 | BEMS | PHOTOTHERAPY UNIT | PHOTOTHERAPY UNIT | BA | WARD 1 | L01 | ISH/BE/01434 | 0 |  | 0 | HOSPITAL | 9000 | 0 | 0 | 0 | 0 | 0 | 0 | 0 | 0 | 0 | 0 | 2018-09-01 | 1900-01-01 | 8 | [8 empty] | WARD 1 |  |  |  | 0 | 0 | [12 empty] | admin | 2024-12-12 14:25 |  | GE | EQ LULLABY LED | SGT16290055PA | WARD 1 |  |  | 1 | B | 1 |  | EXPERT HEALTHCARE SDN BHD | EXPERT HEALTHCARE SDN BHD | STOR 133445(FA) | GERMANY |  | PRINCIP ENGINEERING |  |  | 0 | 0 | 0 | 0 |  |  |  |  | 2016-09-15 | KPJ Ipoh Specialist Hospital | 1 | [12 empty] | 2025-05-01 | 2026-05-01 | bar: MAY
994 | H07B100994 | 13037 | BEMS | B | - | ACT | N | H07 | BEMS | PHOTOTHERAPY UNIT | PHOTOTHERAPY UNIT | BA | WARD 1 | L01 | ISH/BE/01435 | 0 |  | 0 | HOSPITAL | 9000 | 0 | 0 | 0 | 0 | 0 | 0 | 0 | 0 | 0 | 0 | 2018-09-01 | 1900-01-01 | 8 | [8 empty] | WARD 1 |  |  |  | 0 | 0 | [12 empty] | admin | 2024-12-12 14:25 |  | GE | EQ LULLABY LED | SGT16290056PA | WARD 1 |  |  | 1 | B | 1 |  | EXPERT HEALTHCARE SDN BHD | EXPERT HEALTHCARE SDN BHD | STOR 133445(FA) | GERMANY |  | PRINCIP ENGINEERING |  |  | 0 | 0 | 0 | 0 |  |  |  |  | 2016-09-15 | KPJ Ipoh Specialist Hospital | 1 | [12 empty] | 2025-05-01 | 2026-05-01 | bar: MAY
995 | H07B100995 | 13037 | BEMS | B | - | ACT | N | H07 | BEMS | PHOTOTHERAPY UNIT | PHOTOTHERAPY UNIT | BA | WARD 1 | L01 | ISH/BE/01543 | 0 |  | 0 | HOSPITAL | 9000 | 0 | 0 | 0 | 0 | 0 | 0 | 0 | 0 | 0 | 0 | 2019-09-01 | 1900-01-01 | 7 | [8 empty] | WARD 1 |  |  |  | 0 | 0 | [12 empty] | admin | 2024-12-12 14:25 |  | GE | EQ LULLABY LED | SGT16470012PA | WARD 1 |  |  | 1 | B | 1 |  | EXPERT HEALTHCARE SDN BHD | EXPERT HEALTHCARE SDN BHD |  | GERMANY |  | PRINCIP ENGINEERING |  |  | 0 | 0 | 0 | 0 |  |  |  |  | 2017-09-21 | KPJ Ipoh Specialist Hospital | 1 | [12 empty] | 2025-05-01 | 2026-05-01 | bar: MAY
996 | H07B100996 | 13037 | BEMS | B | - | ACT | N | H07 | BEMS | PHOTOTHERAPY UNIT | PHOTOTHERAPY UNIT | BA | WARD 1 | L01 | ISH/BE/01544 | 0 |  | 0 | HOSPITAL | 9000 | 0 | 0 | 0 | 0 | 0 | 0 | 0 | 0 | 0 | 0 | 2019-09-01 | 1900-01-01 | 7 | [8 empty] | WARD 1 |  |  |  | 0 | 0 | [12 empty] | admin | 2024-12-12 14:25 |  | GE | EQ LULLABY LED | SGT17230052PA | WARD 1 |  |  | 1 | B | 1 |  | EXPERT HEALTHCARE SDN BHD | EXPERT HEALTHCARE SDN BHD |  | GERMANY |  | PRINCIP ENGINEERING |  |  | 0 | 0 | 0 | 0 |  |  |  |  | 2017-09-21 | KPJ Ipoh Specialist Hospital | 1 | [12 empty] | 2025-05-01 | 2026-05-01 | bar: MAY
997 | H07B100997 | - | BEMS | B | - | ACT | C | H07 | BEMS | WATER STERILIZER | WATER STERILIZER | BA | WARD 1 | L01 | ISH/BE/00104 | 0 |  | 0 | HOSPITAL | 0 | 0 | 0 | 0 | 0 | 0 | 0 | 0 | 0 | 0 | 0 |  | 1900-01-01 | 19 | [8 empty] | WARD 1 |  |  |  | 0 | 0 | [12 empty] | admin | 2024-12-12 14:25 |  | BACTRON | BACTRON MARK 6 | N/A | WARD 1 |  |  | 1 | B | 1 |  | SUP100016 | INSAN BAKTI SDN BHD |  | USA |  | PRINCIP ENGINEERING |  |  | 0 | 0 | 0 | 0 |  |  |  |  | 1905-06-03 | KPJ Ipoh Specialist Hospital | 1 | [12 empty] | 2025-05-01 | 2026-05-01 | bar: MAY
1083 | H07B101083 | 13460 | BEMS | B | - | ACT | N | H07 | BEMS | WEIGHING SCALES, CHAIR | WEIGHING SCALES, CHAIR | BB | WARD 7B | L03 | ISH/BE/01798 | 0 |  | 0 | HOSPITAL | 5350 | 0 | 0 | 0 | 0 | 0 | 0 | 0 | 0 | 0 | 0 |  | 1900-01-01 | 1 | [8 empty] | WARD 7B |  |  |  | 0 | 0 | [12 empty] | admin | 2024-12-12 14:25 |  | SECA | SECA 952 | 10000000946922 | WARD 7B |  |  | 1 | B | 1 |  | HARMONI JAYA | HARMONI JAYA | STOR 210131 | USA |  | HARMONY JAYA |  |  | 0 | 0 | 0 | 0 |  |  |  |  | 2023-04-14 | KPJ Ipoh Specialist Hospital | 1 | [12 empty] | 2025-05-01 | 2026-05-01 | bar: MAY
1094 | H07B101094 | 13461 | BEMS | B | - | ACT | N | H07 | BEMS | WEIGHING SCALES | WEIGHING SCALES | BB | WARD 7B | L03 | ISH/BE/01900 | 0 |  | 0 | HOSPITAL | 0 | 0 | 0 | 0 | 0 | 0 | 0 | 0 | 0 | 0 | 0 |  | 1900-01-01 | 1 | [8 empty] | WARD 7B |  |  |  | 0 | 0 | [12 empty] | admin | 2024-12-12 14:25 |  | OMRON | HN-289 | 29211207452F | WARD 7B |  |  | 1 | B | 1 |  | HARMONY JAYA | HARMONY JAYA | STOR 215401 | JAPAN |  | HARMONI JAYA |  |  | 0 | 0 | 0 | 0 |  |  |  |  | 2023-07-26 | KPJ Ipoh Specialist Hospital | 1 | [12 empty] | 2025-05-01 | 2026-05-01 | bar: MAY
1118 | H07B101118 | 13215 | BEMS | B | - | ACT | C | H07 | BEMS | INFUSION PUMP | INFUSION PUMP | BA | WARD 3 | L02 | ISH/BE/01813 | 0 |  | 0 | HOSPITAL | 4730 | 0 | 0 | 0 | 0 | 0 | 0 | 0 | 0 | 0 | 0 | 2025-02-05 | 1900-01-01 | 1 | [8 empty] | WARD 3 |  |  |  | 0 | 0 | [12 empty] | admin | 2024-12-12 14:25 |  | TERUMO | TE*LM730A03 | 2003010033 | WARD 3 |  |  | 1 | B | 1 |  | SUMMIT COMPANY (MALAYSIA) SDN BHD | SUMMIT COMPANY (MALAYSIA) SDN BHD | STOR 211730 | JAPAN |  | SUMMIT COMPANY (MALAYSIA) SDN BHD |  |  | 0 | 0 | 0 | 0 |  |  |  |  | 2023-03-05 | KPJ Ipoh Specialist Hospital | 1 | [12 empty] | 2025-05-01 | 2026-05-01 | bar: MAY
1119 | H07B101119 | 13215 | BEMS | B | - | ACT | C | H07 | BEMS | INFUSION PUMP | INFUSION PUMP | BA | WARD 3 | L02 | ISH/BE/01814 | 0 |  | 0 | HOSPITAL | 4730 | 0 | 0 | 0 | 0 | 0 | 0 | 0 | 0 | 0 | 0 | 2025-02-05 | 1900-01-01 | 1 | [8 empty] | WARD 3 |  |  |  | 0 | 0 | [12 empty] | admin | 2024-12-12 14:25 |  | TERUMO | TE*LM730A03 | 2008010057 | WARD 3 |  |  | 1 | B | 1 |  | SUMMIT COMPANY (MALAYSIA) SDN BHD | SUMMIT COMPANY (MALAYSIA) SDN BHD | STOR 211730 | JAPAN |  | SUMMIT COMPANY (MALAYSIA) SDN BHD |  |  | 0 | 0 | 0 | 0 |  |  |  |  | 2023-03-05 | KPJ Ipoh Specialist Hospital | 1 | [12 empty] | 2025-05-01 | 2026-05-01 | bar: MAY
1120 | H07B101120 | 13217 | BEMS | B | - | ACT | C | H07 | BEMS | SYRINGE PUMP | SYRINGE PUMP | BA | WARD 3 | L02 | ISH/BE/01837 | 0 |  | 0 | HOSPITAL | 3680 | 0 | 0 | 0 | 0 | 0 | 0 | 0 | 0 | 0 | 0 | 2025-02-05 | 1900-01-01 | 1 | [8 empty] | WARD 3 |  |  |  | 0 | 0 | [12 empty] | admin | 2024-12-12 14:25 |  | TERUMO | TE*SS730N02 | 2111012058 | WARD 3 |  |  | 1 | B | 1 |  | SUMMIT COMPANY (MALAYSIA) SDN BHD | SUMMIT COMPANY (MALAYSIA) SDN BHD | STOR 211747 | JAPAN |  | SUMMIT COMPANY (MALAYSIA) SDN BHD |  |  | 0 | 0 | 0 | 0 |  |  |  |  | 2023-03-05 | KPJ Ipoh Specialist Hospital | 1 | [12 empty] | 2025-05-01 | 2026-05-01 | bar: MAY
1138 | H07B101138 | 13460 | BEMS | B | - | ACT | N | H07 | BEMS | WEIGHING SCALES, CHAIR | WEIGHING SCALES, CHAIR | BA | WARD 5 | L02 | ISH/BE/01867 | 0 |  | 0 | HOSPITAL | 5350 | 0 | 0 | 0 | 0 | 0 | 0 | 0 | 0 | 0 | 0 | 2024-06-07 | 1900-01-01 | 1 | [8 empty] | WARD 5 |  |  |  | 0 | 0 | [12 empty] | admin | 2024-12-12 14:25 |  | SECA | SECA 952 | 10000000946927 | WARD 5 |  |  | 1 | B | 1 |  | HARMONI JAYA | HARMONI JAYA | STOR 210858 | USA |  | HARMONY JAYA |  |  | 0 | 0 | 0 | 0 |  |  |  |  | 2023-08-06 | KPJ Ipoh Specialist Hospital | 1 | [12 empty] | 2025-05-01 | 2026-05-01 | bar: MAY
1150 | H07B101150 | 13037 | BEMS | B | - | ACT | N | H07 | BEMS | PHOTOTHERAPY UNIT | PHOTOTHERAPY UNIT | BA | WARD 2 | L02 | ISH/BE/01190 | 0 |  |  | HOSPITAL | 8600 | 0 | 0 | 0 | 0 | 0 | 0 | 0 | 0 | 0 | 0 | 2016-09-01 | 1900-01-01 | 10 | [8 empty] | WARD 2 |  |  |  | 0 | 0 | [12 empty] | admin | 2024-12-12 14:25 |  | GE | EQ LULLABY LED | SGT14326048PA | WARD 2 |  |  | 1 | B | 1 |  | EXPERT HEALTHCARE SDN BHD | EXPERT HEALTHCARE SDN BHD | STOR 117076(FA) | GERMANY |  | PRINCIP ENGINEERING |  |  | 0 | 0 | 0 | 0 |  |  |  |  | 2014-10-01 | KPJ Ipoh Specialist Hospital | 1 | [12 empty] | 2025-05-01 | 2026-05-01 | bar: MAY
1151 | H07B101151 | 13037 | BEMS | B | - | ACT | N | H07 | BEMS | PHOTOTHERAPY UNIT | PHOTOTHERAPY UNIT | BA | WARD 2 | L02 | ISH/BE/01191 | 0 |  |  | HOSPITAL | 8600 | 0 | 0 | 0 | 0 | 0 | 0 | 0 | 0 | 0 | 0 | 2016-09-01 | 1900-01-01 | 10 | [8 empty] | WARD 2 |  |  |  | 0 | 0 | [12 empty] | admin | 2024-12-12 14:25 |  | GE | EQ LULLABY LED | SGT14326050PA | WARD 2 |  |  | 1 | B | 1 |  | EXPERT HEALTHCARE SDN BHD | EXPERT HEALTHCARE SDN BHD | SHER111E11 | GERMANY |  | PRINCIP ENGINEERING |  |  | 0 | 0 | 0 | 0 |  |  |  |  | 2014-10-01 | KPJ Ipoh Specialist Hospital | 1 | [12 empty] | 2025-05-01 | 2026-05-01 | bar: MAY
1157 | H07B101157 | 13037 | BEMS | B | - | ACT | N | H07 | BEMS | PHOTOTHERAPY UNIT | PHOTOTHERAPY UNIT | BA | WARD 2 | L02 | ISH/BE/01535 | 0 |  |  | HOSPITAL | 9000 | 0 | 0 | 0 | 0 | 0 | 0 | 0 | 0 | 0 | 0 | 2019-08-01 | 1900-01-01 | 7 | [8 empty] | WARD 2 |  |  |  | 0 | 0 | [12 empty] | admin | 2024-12-12 14:25 |  | GE | EQ LULLABY LED | SGT16470010PA | WARD 2 |  |  | 1 | B | 1 |  | EXPERT HEALTHCARE SDN BHD | EXPERT HEALTHCARE SDN BHD | SHER155E15 | GERMANY |  | PRINCIP ENGINEERING |  |  | 0 | 0 | 0 | 0 |  |  |  |  | 2017-08-28 | KPJ Ipoh Specialist Hospital | 1 | [12 empty] | 2025-05-01 | 2026-05-01 | bar: MAY
1159 | H07B101159 | 13037 | BEMS | B | - | ACT | N | H07 | BEMS | PHOTOTHERAPY UNIT | PHOTOTHERAPY UNIT | BA | WARD 2 | L02 | ISH/BE/01542 | 0 |  |  | HOSPITAL | 9000 | 0 | 0 | 0 | 0 | 0 | 0 | 0 | 0 | 0 | 0 | 2019-09-01 | 1900-01-01 | 7 | [8 empty] | WARD 2 |  |  |  | 0 | 0 | [12 empty] | admin | 2024-12-12 14:25 |  | GE | EQ LULLABY LED | SGT17240010PA | WARD 2 |  |  | 1 | B | 1 |  | EXPERT HEALTHCARE SDN BHD | EXPERT HEALTHCARE SDN BHD | SHER155E15 | GERMANY |  | PRINCIP ENGINEERING |  |  | 0 | 0 | 0 | 0 |  |  |  |  | 2017-09-21 | KPJ Ipoh Specialist Hospital | 1 | [12 empty] | 2025-05-01 | 2026-05-01 | bar: MAY
1223 | H07B101223 | 13460 | BEMS | B | - | ACT | N | H07 | BEMS | WEIGHING SCALES, CHAIR | WEIGHING SCALES, CHAIR | BA | WARD 6 | L03 | ISH/BE/01800 | 0 |  | 0 | HOSPITAL | 5350 | 0 | 0 | 0 | 0 | 0 | 0 | 0 | 0 | 0 | 0 |  | 1900-01-01 | 1 | [8 empty] | WARD 6 |  |  |  | 0 | 0 | [12 empty] | admin | 2024-12-12 14:25 |  | SECA | SECA 952 | 10000000946924 | WARD 6 |  |  | 1 | B | 1 |  | HARMONI JAYA | HARMONI JAYA | STOR 210131 | USA |  | HARMONY JAYA |  |  | 0 | 0 | 0 | 0 |  |  |  |  | 2023-04-14 | KPJ Ipoh Specialist Hospital | 1 | [12 empty] | 2025-05-01 | 2026-05-01 | bar: MAY
1224 | H07B101224 | 13215 | BEMS | B | - | ACT | C | H07 | BEMS | INFUSION PUMP | INFUSION PUMP | BA | WARD 6 | L03 | ISH/BE/01811 | 0 |  | 0 | HOSPITAL | 4730 | 0 | 0 | 0 | 0 | 0 | 0 | 0 | 0 | 0 | 0 | 2025-02-05 | 1900-01-01 | 1 | [8 empty] | WARD 6 |  |  |  | 0 | 0 | [12 empty] | admin | 2024-12-12 14:25 |  | TERUMO | TE*LM730A03 | 2003010031 | WARD 6 |  |  | 1 | B | 1 |  | SUMMIT COMPANY (MALAYSIA) SDN BHD | SUMMIT COMPANY (MALAYSIA) SDN BHD | STOR 211730 | JAPAN |  | SUMMIT COMPANY (MALAYSIA) SDN BHD |  |  | 0 | 0 | 0 | 0 |  |  |  |  | 2023-03-05 | KPJ Ipoh Specialist Hospital | 1 | [12 empty] | 2025-05-01 | 2026-05-01 | bar: MAY
1225 | H07B101225 | 13215 | BEMS | B | - | ACT | C | H07 | BEMS | INFUSION PUMP | INFUSION PUMP | BA | WARD 6 | L03 | ISH/BE/01812 | 0 |  | 0 | HOSPITAL | 4730 | 0 | 0 | 0 | 0 | 0 | 0 | 0 | 0 | 0 | 0 | 2025-02-05 | 1900-01-01 | 1 | [8 empty] | WARD 6 |  |  |  | 0 | 0 | [12 empty] | admin | 2024-12-12 14:25 |  | TERUMO | TE*LM730A03 | 2003010032 | WARD 6 |  |  | 1 | B | 1 |  | SUMMIT COMPANY (MALAYSIA) SDN BHD | SUMMIT COMPANY (MALAYSIA) SDN BHD | STOR 211730 | JAPAN |  | SUMMIT COMPANY (MALAYSIA) SDN BHD |  |  | 0 | 0 | 0 | 0 |  |  |  |  | 2023-03-05 | KPJ Ipoh Specialist Hospital | 1 | [12 empty] | 2025-05-01 | 2026-05-01 | bar: MAY
1226 | H07B101226 | 13217 | BEMS | B | - | ACT | C | H07 | BEMS | SYRINGE PUMP | SYRINGE PUMP | BA | WARD 6 | L03 | ISH/BE/01835 | 0 |  | 0 | HOSPITAL | 3680 | 0 | 0 | 0 | 0 | 0 | 0 | 0 | 0 | 0 | 0 | 2025-02-05 | 1900-01-01 | 1 | [8 empty] | WARD 6 |  |  |  | 0 | 0 | [12 empty] | admin | 2024-12-12 14:25 |  | TERUMO | TE*SS730N02 | 2111012056 | WARD 6 |  |  | 1 | B | 1 |  | SUMMIT COMPANY (MALAYSIA) SDN BHD | SUMMIT COMPANY (MALAYSIA) SDN BHD | STOR 211747 | JAPAN |  | SUMMIT COMPANY (MALAYSIA) SDN BHD |  |  | 0 | 0 | 0 | 0 |  |  |  |  | 2023-03-05 | KPJ Ipoh Specialist Hospital | 1 | [12 empty] | 2025-05-01 | 2026-05-01 | bar: MAY
1247 | H07B101247 | - | BEMS | B | - | ACT | C | H07 | BEMS | UROFLOW | UROFLOW | BB | DR KALIDASAN CLINIC | L01 | ISH/BE/01514 | 0 |  | 0 | HOSPITAL | 36000 | 0 | 0 | 0 | 0 | 0 | 0 | 0 | 0 | 0 | 0 | 2018-04-01 | 1900-01-01 | 6 | [8 empty] | DR KALIDASAN CLINIC |  |  |  | 0 | 0 | [12 empty] | admin | 2024-12-12 14:25 |  | LABORIE MEDICAL | UROCAP 4 | UCIVL-17020473 |  |  |  | 1 | B | 1 |  | MKS MEDIC SDN BHD | MKS MEDIC SDN BHD | STOR 142417 (FA) |  |  | MKS MEDIC SDN BHD |  |  | 0 | 0 | 0 | 0 |  |  |  |  | 2017-04-21 | KPJ Ipoh Specialist Hospital | 1 | [12 empty] | 2025-05-01 | 2026-05-01 | bar: MAY
43 | H07B100043 | 13217 | BEMS | B | - | ACT | C | H07 | BEMS | SYRINGE PUMP | SYRINGE PUMP | BA | ICU | L01 | ISH/BE/00397 | 0 |  | 0 | HOSPITAL | 2950 | 0 | 0 | 0 | 0 | 0 | 0 | 0 | 0 | 0 | 0 | 1995-02-01 | 1900-01-01 | 30 | [8 empty] | ICU |  |  |  | 0 | 0 | [12 empty] | admin | 2024-12-12 14:25 |  | TERUMO | STC 525 | 90010430 | INTENSIVE CARE UNIT SERVICES |  |  | 1 | B | 1 |  | JEBSEN & JESSEN TECHNOLOGY SDN BHD | JEBSEN & JESSEN TECHNOLOGY SDN BHD |  | JAPAN |  | PRINCIP ENGINEERING |  |  | 0 | 0 | 0 | 0 |  |  |  |  | 1994-03-02 | KPJ Ipoh Specialist Hospital | 1 | [12 empty] | 2025-06-01 | 2026-06-01 | bar: JUN
44 | H07B100044 | 13217 | BEMS | B | - | ACT | C | H07 | BEMS | SYRINGE PUMP | SYRINGE PUMP | BA | ICU | L01 | ISH/BE/00369 | 0 |  | 0 | HOSPITAL | 2950 | 0 | 0 | 0 | 0 | 0 | 0 | 0 | 0 | 0 | 0 |  | 1900-01-01 | 23 | [8 empty] | ICU |  |  |  | 0 | 0 | [12 empty] | admin | 2024-12-12 14:25 |  | TERUMO | TE 311 | 20901099 | INTENSIVE CARE UNIT SERVICES |  |  | 1 | B | 1 |  | HOSPIMETRIX SDN BHD | HOSPIMETRIX SDN BHD |  | JAPAN |  | PRINCIP ENGINEERING |  |  | 0 | 0 | 0 | 0 |  |  |  |  | 2001-06-22 | KPJ Ipoh Specialist Hospital | 1 | [12 empty] | 2025-06-01 | 2026-06-01 | bar: JUN
47 | H07B100047 | 13217 | BEMS | B | - | ACT | C | H07 | BEMS | SYRINGE PUMP | SYRINGE PUMP | BA | ICU | L01 | ISH/BE/00398 | 0 |  | 0 | HOSPITAL | 3000 | 0 | 0 | 0 | 0 | 0 | 0 | 0 | 0 | 0 | 0 |  | 1900-01-01 | 19 | [8 empty] | ICU |  |  |  | 0 | 0 | [12 empty] | admin | 2024-12-12 14:25 |  | TERUMO | TE 332 | 09070001 | INTENSIVE CARE UNIT SERVICES |  |  | 1 | B | 1 |  | JEBSEN & JESSEN TECHNOLOGY SDN BHD | JEBSEN & JESSEN TECHNOLOGY SDN BHD |  | JAPAN |  | PRINCIP ENGINEERING |  |  | 0 | 0 | 0 | 0 |  |  |  |  | 2005-02-25 | KPJ Ipoh Specialist Hospital | 1 | [12 empty] | 2025-06-01 | 2026-06-01 | bar: JUN
49 | H07B100049 | 13217 | BEMS | B | - | ACT | C | H07 | BEMS | SYRINGE PUMP | SYRINGE PUMP | BA | ICU | L01 | ISH/BE/00721 | 0 |  | 0 | HOSPITAL | 2950 | 0 | 0 | 0 | 0 | 0 | 0 | 0 | 0 | 0 | 0 | 2010-10-01 | 1900-01-01 | 15 | [8 empty] | ICU |  |  |  | 0 | 0 | [12 empty] | admin | 2024-12-12 14:25 |  | TERUMO | TE-331NW2S | O9080008 | INTENSIVE CARE UNIT SERVICES |  |  | 1 | B | 1 |  | SUMMIT COMPANY (M) SDN BHD | SUMMIT COMPANY (M) SDN BHD |  | JAPAN |  | PRINCIP ENGINEERING |  |  | 0 | 0 | 0 | 0 |  |  |  |  | 2009-10-30 | KPJ Ipoh Specialist Hospital | 1 | [12 empty] | 2025-06-01 | 2026-06-01 | bar: JUN
50 | H07B100050 | 13217 | BEMS | B | - | ACT | C | H07 | BEMS | SYRINGE PUMP | SYRINGE PUMP | BA | ICU | L01 | ISH/BE/00722 | 0 |  | 0 | HOSPITAL | 2950 | 0 | 0 | 0 | 0 | 0 | 0 | 0 | 0 | 0 | 0 | 2010-10-01 | 1900-01-01 | 15 | [8 empty] | ICU |  |  |  | 0 | 0 | [12 empty] | admin | 2024-12-12 14:25 |  | TERUMO | TE-331NW2S | O9080006 | INTENSIVE CARE UNIT SERVICES |  |  | 1 | B | 1 |  | SUMMIT COMPANY (M) SDN BHD | SUMMIT COMPANY (M) SDN BHD |  | JAPAN |  | PRINCIP ENGINEERING |  |  | 0 | 0 | 0 | 0 |  |  |  |  | 2009-10-30 | KPJ Ipoh Specialist Hospital | 1 | [12 empty] | 2025-06-01 | 2026-06-01 | bar: JUN
51 | H07B100051 | 13217 | BEMS | B | - | ACT | C | H07 | BEMS | SYRINGE PUMP | SYRINGE PUMP | BA | ICU | L01 | ISH/BE/00724 | 0 |  | 0 | HOSPITAL | 2950 | 0 | 0 | 0 | 0 | 0 | 0 | 0 | 0 | 0 | 0 | 2010-10-01 | 1900-01-01 | 15 | [8 empty] | ICU |  |  |  | 0 | 0 | [12 empty] | admin | 2024-12-12 14:25 |  | TERUMO | TE-331NW2S | O9080009 | INTENSIVE CARE UNIT SERVICES |  |  | 1 | B | 1 |  | SUMMIT COMPANY (M) SDN BHD | SUMMIT COMPANY (M) SDN BHD |  | JAPAN |  | PRINCIP ENGINEERING |  |  | 0 | 0 | 0 | 0 |  |  |  |  | 2009-10-30 | KPJ Ipoh Specialist Hospital | 1 | [12 empty] | 2025-06-01 | 2026-06-01 | bar: JUN
54 | H07B100054 | 13217 | BEMS | B | - | ACT | C | H07 | BEMS | SYRINGE PUMP | SYRINGE PUMP | BA | ICU | L01 | ISH/BE/00940 | 0 |  | 0 | HOSPITAL | 2950 | 0 | 0 | 0 | 0 | 0 | 0 | 0 | 0 | 0 | 0 | 2012-02-01 | 1900-01-01 | 13 | [8 empty] | ICU |  |  |  | 0 | 0 | [12 empty] | admin | 2024-12-12 14:25 |  | TERUMO | TE-331NW2S | 1012000012 | INTENSIVE CARE UNIT SERVICES |  |  | 1 | B | 1 |  | SUMMIT COMPANY (M) SDN BHD | SUMMIT COMPANY (M) SDN BHD |  | JAPAN |  | PRINCIP ENGINEERING |  |  | 0 | 0 | 0 | 0 |  |  |  |  | 2011-02-16 | KPJ Ipoh Specialist Hospital | 1 | [12 empty] | 2025-06-01 | 2026-06-01 | bar: JUN
55 | H07B100055 | 13217 | BEMS | B | - | ACT | C | H07 | BEMS | SYRINGE PUMP | SYRINGE PUMP | BA | ICU | L01 | ISH/BE/00944 | 0 |  | 0 | HOSPITAL | 2950 | 0 | 0 | 0 | 0 | 0 | 0 | 0 | 0 | 0 | 0 | 2012-02-01 | 1900-01-01 | 13 | [8 empty] | ICU |  |  |  | 0 | 0 | [12 empty] | admin | 2024-12-12 14:25 |  | TERUMO | TE-331NW2S | 1012000010 | INTENSIVE CARE UNIT SERVICES |  |  | 1 | B | 1 |  | SUMMIT COMPANY (M) SDN BHD | SUMMIT COMPANY (M) SDN BHD |  | JAPAN |  | PRINCIP ENGINEERING |  |  | 0 | 0 | 0 | 0 |  |  |  |  | 2011-02-16 | KPJ Ipoh Specialist Hospital | 1 | [12 empty] | 2025-06-01 | 2026-06-01 | bar: JUN
56 | H07B100056 | 13217 | BEMS | B | - | ACT | C | H07 | BEMS | SYRINGE PUMP | SYRINGE PUMP | BA | ICU | L01 | ISH/BE/00943 | 0 |  | 0 | HOSPITAL | 2950 | 0 | 0 | 0 | 0 | 0 | 0 | 0 | 0 | 0 | 0 | 2012-02-01 | 1900-01-01 | 13 | [8 empty] | ICU |  |  |  | 0 | 0 | [12 empty] | admin | 2024-12-12 14:25 |  | TERUMO | TE-331NW2S | 1012000004 | INTENSIVE CARE UNIT SERVICES |  |  | 1 | B | 1 |  | SUMMIT COMPANY (M) SDN BHD | SUMMIT COMPANY (M) SDN BHD |  | JAPAN |  | PRINCIP ENGINEERING |  |  | 0 | 0 | 0 | 0 |  |  |  |  | 2011-02-16 | KPJ Ipoh Specialist Hospital | 1 | [12 empty] | 2025-06-01 | 2026-06-01 | bar: JUN
169 | H07B100169 | 13217 | BEMS | B | - | ACT | C | H07 | BEMS | SYRINGE PUMP | SYRINGE PUMP | BA | HDU | L02 | ISH/BE/00368 | 0 |  | 0 | HOSPITAL | 2950 | 0 | 0 | 0 | 0 | 0 | 0 | 0 | 0 | 0 | 0 |  | 1900-01-01 | 17 | [8 empty] | HDU |  |  |  | 0 | 0 | [12 empty] | admin | 2024-12-12 14:25 |  | TERUMO | TE 311 | 06100056 | HIGH DEPENDENCY UNIT |  |  | 1 | B | 1 |  | HOSPIMETRIX SDN BHD | HOSPIMETRIX SDN BHD |  | JAPAN |  | PRINCIP ENGINEERING |  |  | 0 | 0 | 0 | 0 |  |  |  |  | 2007-01-22 | KPJ Ipoh Specialist Hospital | 1 | [12 empty] | 2025-06-01 | 2026-06-01 | bar: JUN
212 | H07B100212 | 13215 | BEMS | B | - | ACT | C | H07 | BEMS | INFUSION PUMP | INFUSION PUMP | BA | NICU | L01 | ISH/BE/01635 | 0 |  | 0 | HOSPITAL | 4250 | 0 | 0 | 0 | 0 | 0 | 0 | 0 | 0 | 0 | 0 |  | 1900-01-01 | 4 | [8 empty] | NICU |  |  |  | 0 | 0 | [12 empty] | admin | 2024-12-12 14:25 |  | TERUMO | TELM730A02 | 2008010014 | NICU |  |  | 1 | B | 1 |  | SUMMIT COMPANY (M) SDN BHD | SUMMIT COMPANY (M) SDN BHD |  | JAPAN |  | SUMMIT COMPANY (MALAYSIA) SDN BHD |  |  | 0 | 0 | 0 | 0 |  |  |  |  | 2020-12-03 | KPJ Ipoh Specialist Hospital | 1 | [12 empty] | 2025-06-01 | 2026-06-01 | bar: JUN
213 | H07B100213 | 13215 | BEMS | B | - | ACT | C | H07 | BEMS | INFUSION PUMP | INFUSION PUMP | BA | NICU | L01 | ISH/BE/01636 | 0 |  | 0 | HOSPITAL | 4250 | 0 | 0 | 0 | 0 | 0 | 0 | 0 | 0 | 0 | 0 |  | 1900-01-01 | 4 | [8 empty] | NICU |  |  |  | 0 | 0 | [12 empty] | admin | 2024-12-12 14:25 |  | TERUMO | TELM730A02 | 2008010015 | NICU |  |  | 1 | B | 1 |  | SUMMIT COMPANY (M) SDN BHD | SUMMIT COMPANY (M) SDN BHD |  | JAPAN |  | SUMMIT COMPANY (MALAYSIA) SDN BHD |  |  | 0 | 0 | 0 | 0 |  |  |  |  | 2020-12-03 | KPJ Ipoh Specialist Hospital | 1 | [12 empty] | 2025-06-01 | 2026-06-01 | bar: JUN
229 | H07B100229 | 13217 | BEMS | B | - | ACT | C | H07 | BEMS | SYRINGE PUMP | SYRINGE PUMP | BA | CICU | L01 | ISH/BE/00239 | 0 |  | 0 | HOSPITAL | 2950 | 0 | 0 | 0 | 0 | 0 | 0 | 0 | 0 | 0 | 0 |  | 1900-01-01 | 24 | [8 empty] | CICU |  |  |  | 0 | 0 | [12 empty] | admin | 2024-12-12 14:25 |  | TERUMO | TE311 | 99110029 | CARDIAC INTESIVE CARE UNIT |  |  | 1 | B | 1 |  | JEBSEN & JESSEN TECHNOLOGY SDN BHD | JEBSEN & JESSEN TECHNOLOGY SDN BHD |  | JAPAN |  | PRINCIP ENGINEERING |  |  | 0 | 0 | 0 | 0 |  |  |  |  | 2000-12-06 | KPJ Ipoh Specialist Hospital | 1 | [12 empty] | 2025-06-01 | 2026-06-01 | bar: JUN
230 | H07B100230 | 13217 | BEMS | B | - | ACT | C | H07 | BEMS | SYRINGE PUMP | SYRINGE PUMP | BA | CICU | L01 | ISH/BE/00240 | 0 |  | 0 | HOSPITAL | 2950 | 0 | 0 | 0 | 0 | 0 | 0 | 0 | 0 | 0 | 0 |  | 1900-01-01 | 24 | [8 empty] | CICU |  |  |  | 0 | 0 | [12 empty] | admin | 2024-12-12 14:25 |  | TERUMO | TE311 | 99110054 | CARDIAC INTESIVE CARE UNIT |  |  | 1 | B | 1 |  | JEBSEN & JESSEN TECHNOLOGY SDN BHD | JEBSEN & JESSEN TECHNOLOGY SDN BHD |  | JAPAN |  | PRINCIP ENGINEERING |  |  | 0 | 0 | 0 | 0 |  |  |  |  | 2000-12-06 | KPJ Ipoh Specialist Hospital | 1 | [12 empty] | 2025-06-01 | 2026-06-01 | bar: JUN
231 | H07B100231 | 13215 | BEMS | B | - | ACT | C | H07 | BEMS | INFUSION PUMP | INFUSION PUMP | BA | CICU | L01 | ISH/BE/00245 | 0 |  | 0 | HOSPITAL | 3500 | 0 | 0 | 0 | 0 | 0 | 0 | 0 | 0 | 0 | 0 |  | 1900-01-01 | 24 | [8 empty] | CICU |  |  |  | 0 | 0 | [12 empty] | admin | 2024-12-12 14:25 |  | TERUMO | TE112 | 99100029 | CARDIAC INTESIVE CARE UNIT |  |  | 1 | B | 1 |  | JEBSEN & JESSEN TECHNOLOGY SDN BHD | JEBSEN & JESSEN TECHNOLOGY SDN BHD |  | JAPAN |  | PRINCIP ENGINEERING |  |  | 0 | 0 | 0 | 0 |  |  |  |  | 2000-12-06 | KPJ Ipoh Specialist Hospital | 1 | [12 empty] | 2025-06-01 | 2026-06-01 | bar: JUN
232 | H07B100232 | 13217 | BEMS | B | - | ACT | C | H07 | BEMS | SYRINGE PUMP | SYRINGE PUMP | BA | CICU | L01 | ISH/BE/00247 | 0 |  | 0 | HOSPITAL | 2950 | 0 | 0 | 0 | 0 | 0 | 0 | 0 | 0 | 0 | 0 |  | 1900-01-01 | 23 | [8 empty] | CICU |  |  |  | 0 | 0 | [12 empty] | admin | 2024-12-12 14:25 |  | TERUMO | TE311 | 01070035 | CARDIAC INTESIVE CARE UNIT |  |  | 1 | B | 1 |  | JEBSEN & JESSEN TECHNOLOGY SDN BHD | JEBSEN & JESSEN TECHNOLOGY SDN BHD |  | JAPAN |  | PRINCIP ENGINEERING |  |  | 0 | 0 | 0 | 0 |  |  |  |  | 2001-04-23 | KPJ Ipoh Specialist Hospital | 1 | [12 empty] | 2025-06-01 | 2026-06-01 | bar: JUN
233 | H07B100233 | 13215 | BEMS | B | - | ACT | C | H07 | BEMS | INFUSION PUMP | INFUSION PUMP | BA | CICU | L01 | ISH/BE/00248 | 0 |  | 0 | HOSPITAL | 3500 | 0 | 0 | 0 | 0 | 0 | 0 | 0 | 0 | 0 | 0 |  | 1900-01-01 | 24 | [8 empty] | CICU |  |  |  | 0 | 0 | [12 empty] | admin | 2024-12-12 14:25 |  | TERUMO | TE112 | 99100033 | CARDIAC INTESIVE CARE UNIT |  |  | 1 | B | 1 |  | JEBSEN & JESSEN TECHNOLOGY SDN BHD | JEBSEN & JESSEN TECHNOLOGY SDN BHD |  | JAPAN |  | PRINCIP ENGINEERING |  |  | 0 | 0 | 0 | 0 |  |  |  |  | 2000-12-06 | KPJ Ipoh Specialist Hospital | 1 | [12 empty] | 2025-06-01 | 2026-06-01 | bar: JUN
234 | H07B100234 | 13217 | BEMS | B | - | ACT | C | H07 | BEMS | SYRINGE PUMP | SYRINGE PUMP | BA | CICU | L01 | ISH/BE/00249 | 0 |  | 0 | HOSPITAL | 2950 | 0 | 0 | 0 | 0 | 0 | 0 | 0 | 0 | 0 | 0 |  | 1900-01-01 | 18 | [8 empty] | CICU |  |  |  | 0 | 0 | [12 empty] | admin | 2024-12-12 14:25 |  | TERUMO | TE331 | 06010113 | CARDIAC INTESIVE CARE UNIT |  |  | 1 | B | 1 |  | HOSPIMETRIX SDN BHD | HOSPIMETRIX SDN BHD |  | JAPAN |  | PRINCIP ENGINEERING |  |  | 0 | 0 | 0 | 0 |  |  |  |  | 2006-08-25 | KPJ Ipoh Specialist Hospital | 1 | [12 empty] | 2025-06-01 | 2026-06-01 | bar: JUN
235 | H07B100235 | 13217 | BEMS | B | - | ACT | C | H07 | BEMS | SYRINGE PUMP | SYRINGE PUMP | BA | CICU | L01 | ISH/BE/00250 | 0 |  | 0 | HOSPITAL | 2950 | 0 | 0 | 0 | 0 | 0 | 0 | 0 | 0 | 0 | 0 |  | 1900-01-01 | 18 | [8 empty] | CICU |  |  |  | 0 | 0 | [12 empty] | admin | 2024-12-12 14:25 |  | TERUMO | TE331 | 06010142 | CARDIAC INTESIVE CARE UNIT |  |  | 1 | B | 1 |  | HOSPIMETRIX SDN BHD | HOSPIMETRIX SDN BHD |  | JAPAN |  | PRINCIP ENGINEERING |  |  | 0 | 0 | 0 | 0 |  |  |  |  | 2006-08-25 | KPJ Ipoh Specialist Hospital | 1 | [12 empty] | 2025-06-01 | 2026-06-01 | bar: JUN
236 | H07B100236 | 13217 | BEMS | B | - | ACT | C | H07 | BEMS | SYRINGE PUMP | SYRINGE PUMP | BA | CICU | L01 | ISH/BE/00251 | 0 |  | 0 | HOSPITAL | 2950 | 0 | 0 | 0 | 0 | 0 | 0 | 0 | 0 | 0 | 0 |  | 1900-01-01 | 18 | [8 empty] | CICU |  |  |  | 0 | 0 | [12 empty] | admin | 2024-12-12 14:25 |  | TERUMO | TE331 | 06010148 | CARDIAC INTESIVE CARE UNIT |  |  | 1 | B | 1 |  | HOSPIMETRIX SDN BHD | HOSPIMETRIX SDN BHD |  | JAPAN |  | PRINCIP ENGINEERING |  |  | 0 | 0 | 0 | 0 |  |  |  |  | 2006-08-25 | KPJ Ipoh Specialist Hospital | 1 | [12 empty] | 2025-06-01 | 2026-06-01 | bar: JUN
271 | H07B100271 | 10414 | BEMS | B | - | ACT | N | H07 | BEMS | WARMING SYSTEM | WARMING SYSTEM | BA | OT | L01 | ISH/BE/01537 | 0 |  | 0 | HOSPITAL | 7000 | 0 | 0 | 0 | 0 | 0 | 0 | 0 | 0 | 0 | 0 | 2019-09-01 | 1900-01-01 | 7 | [8 empty] | OT |  |  |  | 0 | 0 | [12 empty] | admin | 2024-12-12 14:25 |  | 3M | 775 BAIR HUGGER | 89774 | OPERATION THEATRE |  |  | 1 | B | 1 |  | CALMED HEALTHCARE SDN BHD | CALMED HEALTHCARE SDN BHD | STOR 148428 (FA) | USA |  | PRINCIP ENGINEERING |  |  | 0 | 0 | 0 | 0 |  |  |  |  | 2017-09-13 | KPJ Ipoh Specialist Hospital | 1 | [12 empty] | 2025-06-01 | 2026-06-01 | bar: JUN
276 | H07B100276 | 13217 | BEMS | B | - | ACT | C | H07 | BEMS | SYRINGE PUMP | SYRINGE PUMP | BA | OT | L01 | ISH/BE/00453 | 0 |  | 0 | HOSPITAL | 2950 | 0 | 0 | 0 | 0 | 0 | 0 | 0 | 0 | 0 | 0 |  | 1900-01-01 | 19 | [8 empty] | OT |  |  |  | 0 | 0 | [12 empty] | admin | 2024-12-12 14:25 |  | TERUMO | TE 332 | O3020004 | OPERATION THEATRE |  |  | 1 | B | 1 |  | JEBSEN & JESSEN TECHNOLOGY SDN BHD | JEBSEN & JESSEN TECHNOLOGY SDN BHD |  | JAPAN |  | PRINCIP ENGINEERING |  |  | 0 | 0 | 0 | 0 |  |  |  |  | 2005-02-22 | KPJ Ipoh Specialist Hospital | 1 | [12 empty] | 2025-06-01 | 2026-06-01 | bar: JUN
277 | H07B100277 | 13217 | BEMS | B | - | ACT | C | H07 | BEMS | SYRINGE PUMP | SYRINGE PUMP | BA | OT | L01 | ISH/BE/00454 | 0 |  | 0 | HOSPITAL | 2950 | 0 | 0 | 0 | 0 | 0 | 0 | 0 | 0 | 0 | 0 |  | 1900-01-01 | 19 | [8 empty] | OT |  |  |  | 0 | 0 | [12 empty] | admin | 2024-12-12 14:25 |  | TERUMO | TE 332 | O3020005 | OPERATION THEATRE |  |  | 1 | B | 1 |  | JEBSEN & JESSEN TECHNOLOGY SDN BHD | JEBSEN & JESSEN TECHNOLOGY SDN BHD |  | JAPAN |  | PRINCIP ENGINEERING |  |  | 0 | 0 | 0 | 0 |  |  |  |  | 2005-02-22 | KPJ Ipoh Specialist Hospital | 1 | [12 empty] | 2025-06-01 | 2026-06-01 | bar: JUN
278 | H07B100278 | 13217 | BEMS | B | - | ACT | C | H07 | BEMS | SYRINGE PUMP | SYRINGE PUMP | BA | OT | L01 | ISH/BE/01174 | 0 |  | 0 | HOSPITAL | 2700 | 0 | 0 | 0 | 0 | 0 | 0 | 0 | 0 | 0 | 0 | 2016-06-01 | 1900-01-01 | 10 | [8 empty] | OT |  |  |  | 0 | 0 | [12 empty] | admin | 2024-12-12 14:25 |  | FRESENIUS KABI | INJECTOMAT AGILIA | 2233965 | OPERATION THEATRE |  |  | 1 | B | 1 |  | MALAYSIAN HEALTHCARE SDN BHD | MALAYSIAN HEALTHCARE SDN BHD | STOR 114163(FA) | GERMANY |  | PRINCIP ENGINEERING |  |  | 0 | 0 | 0 | 0 |  |  |  |  | 2014-06-30 | KPJ Ipoh Specialist Hospital | 1 | [12 empty] | 2025-06-01 | 2026-06-01 | bar: JUN
279 | H07B100279 | 13217 | BEMS | B | - | ACT | C | H07 | BEMS | SYRINGE PUMP | SYRINGE PUMP | BA | OT | L01 | ISH/BE/01175 | 0 |  | 0 | HOSPITAL | 2700 | 0 | 0 | 0 | 0 | 0 | 0 | 0 | 0 | 0 | 0 | 2016-06-01 | 1900-01-01 | 10 | [8 empty] | OT |  |  |  | 0 | 0 | [12 empty] | admin | 2024-12-12 14:25 |  | FRESENIUS KABI | INJECTOMAT AGILIA | 2233910 | OPERATION THEATRE |  |  | 1 | B | 1 |  | MALAYSIAN HEALTHCARE SDN BHD | MALAYSIAN HEALTHCARE SDN BHD | STOR 114163(FA) | GERMANY |  | PRINCIP ENGINEERING |  |  | 0 | 0 | 0 | 0 |  |  |  |  | 2014-06-30 | KPJ Ipoh Specialist Hospital | 1 | [12 empty] | 2025-06-01 | 2026-06-01 | bar: JUN
319 | H07B100319 | 12340 | BEMS | B | - | ACT | C | H07 | BEMS | LIGHT SOURCE | LIGHT SOURCE | BA | OT | L01 | ISH/BE/00501 | 0 |  | 0 | HOSPITAL | 0 | 0 | 0 | 0 | 0 | 0 | 0 | 0 | 0 | 0 | 0 |  | 1900-01-01 | 19 | [8 empty] | OT |  |  |  | 0 | 0 | [12 empty] | admin | 2024-12-12 14:25 |  | LUXTEX | LX 300 | 034405 | OPERATION THEATRE |  |  | 1 | B | 1 |  | HUMEDICAL (M) SDN BHD | HUMEDICAL (M) SDN BHD |  | USA |  | SCHMIDT BIOMEDTECH SDN BHD |  |  | 0 | 0 | 0 | 0 |  |  |  |  | 2005-09-22 | KPJ Ipoh Specialist Hospital | 1 | [12 empty] | 2025-06-01 | 2026-06-01 | bar: JUN
320 | H07B100320 | 12340 | BEMS | B | - | ACT | C | H07 | BEMS | LIGHT SOURCE | LIGHT SOURCE | BA | OT | L01 | ISH/BE/00901 | 0 |  | 0 | HOSPITAL | 39000 | 0 | 0 | 0 | 0 | 0 | 0 | 0 | 0 | 0 | 0 | 2011-10-01 | 1900-01-01 | 14 | [8 empty] | OT |  |  |  | 0 | 0 | [12 empty] | admin | 2024-12-12 14:25 |  | LUXTEX | MLX 300 | 54510 | OPERATION THEATRE |  |  | 1 | B | 1 |  | HUMEDICAL (M) SDN BHD | HUMEDICAL (M) SDN BHD |  | USA |  | SCHMIDT BIOMEDTECH SDN BHD |  |  | 0 | 0 | 0 | 0 |  |  |  |  | 2010-10-15 | KPJ Ipoh Specialist Hospital | 1 | [12 empty] | 2025-06-01 | 2026-06-01 | bar: JUN
425 | H07B100425 | 10414 | BEMS | B | - | ACT | C | H07 | BEMS | WARMING SYSTEM | WARMING SYSTEM | BA | OT | L01 | ISH/BE/01704 | 0 |  | 0 | HOSPITAL | 8500 | 0 | 0 | 0 | 0 | 0 | 0 | 0 | 0 | 0 | 0 | 2023-08-17 | 1900-01-01 | 2 | [8 empty] | OT |  |  |  | 0 | 0 | [12 empty] | admin | 2024-12-12 14:25 |  | CSZ | WARM AIR 135 | 222-13518261 | OPERATION THEATRE |  |  | 1 | B | 1 |  | SUP100016 | INSAN BAKTI SDN BHD | STOR204568 | USA |  | INSAN BAKTI SDN BHD |  |  | 0 | 0 | 0 | 0 |  |  |  |  | 2022-08-18 | KPJ Ipoh Specialist Hospital | 1 | [12 empty] | 2025-06-01 | 2026-06-01 | bar: JUN
447 | H07B100447 | 15076 | BEMS | B | - | ACT | C | H07 | BEMS | VIDEO LARYNGOSCOPE | VIDEO LARYNGOSCOPE | BA | OT | L01 | ISH/BE/01875 | 0 |  | 0 | HOSPITAL | 0 | 0 | 0 | 0 | 0 | 0 | 0 | 0 | 0 | 0 | 0 |  | 1900-01-01 | 1 | [8 empty] | OT |  |  |  | 0 | 0 | [12 empty] | admin | 2024-12-12 14:25 |  | TIANJIN MEDAN MEDICAL COR | TIANJIN MEDAN | 220030 | OPERATION THEATRE |  |  | 1 | B | 1 |  | SUP100015 | RAPHA MEDICAL SDN BHD |  | CHINA |  | RAPHA MEDICAL SDN BHD |  |  | 0 | 0 | 0 | 0 |  |  |  |  | 2023-06-23 | KPJ Ipoh Specialist Hospital | 1 | [12 empty] | 2025-06-01 | 2026-06-01 | bar: JUN
500 | H07B100500 | 17001 | BEMS | B | - | ACT | C | H07 | BEMS | CAMERA HEAD | CAMERA HEAD | BA | OT | L01 | ISH/BE/02030 | 0 |  | 0 | HOSPITAL | 65046.76 | 0 | 0 | 0 | 0 | 0 | 0 | 0 | 0 | 0 | 0 | 2025-07-31 | 1900-01-01 | 0 | [8 empty] | OT |  |  |  | 0 | 0 | [12 empty] | admin | 2024-12-12 14:25 |  | OLYMPUS | CH-S200-XZ-EB-E | 7423480 | OPERATION THEATRE |  |  | 1 | B | 1 |  | OLYMPUS (M) SDN BHD | OLYMPUS (M) SDN BHD | STOR 226702 | JAPAN |  | OLYMPUS (MALAYSIA) SDN BHD |  |  | 0 | 0 | 0 | 0 |  |  |  |  | 2024-08-01 | KPJ Ipoh Specialist Hospital | 1 | [12 empty] | 2025-06-01 | 2026-06-01 | bar: JUN
501 | H07B100501 | 17001 | BEMS | B | - | ACT | C | H07 | BEMS | CAMERA HEAD | CAMERA HEAD | BA | OT | L01 | ISH/BE/02031 | 0 |  | 0 | HOSPITAL | 37039.2 | 0 | 0 | 0 | 0 | 0 | 0 | 0 | 0 | 0 | 0 | 2025-07-31 | 1900-01-01 | 0 | [8 empty] | OT |  |  |  | 0 | 0 | [12 empty] | admin | 2024-12-12 14:25 |  | OLYMPUS | OTV-S7PROH-HD-10E | 7460516 | OPERATION THEATRE |  |  | 1 | B | 1 |  | OLYMPUS (M) SDN BHD | OLYMPUS (M) SDN BHD | STOR 226701 | JAPAN |  | OLYMPUS (MALAYSIA) SDN BHD |  |  | 0 | 0 | 0 | 0 |  |  |  |  | 2024-08-01 | KPJ Ipoh Specialist Hospital | 1 | [12 empty] | 2025-06-01 | 2026-06-01 | bar: JUN
518 | H07B100518 | 13217 | BEMS | B | - | ACT | C | H07 | BEMS | SYRINGE PUMP | SYRINGE PUMP | BA | A&E | GF | ISH/BE/00908 | 0 |  | 0 | HOSPITAL | 2950 | 0 | 0 | 0 | 0 | 0 | 0 | 0 | 0 | 0 | 0 | 2011-10-01 | 1900-01-01 | 14 | [8 empty] | A&E |  |  |  | 0 | 0 | [12 empty] | admin | 2024-12-12 14:25 |  | TERUMO | TE 331 | 1001000519 | ACCIDENT & EMERGENCY SERVICES |  |  | 1 | B | 1 |  | SUMMIT COMPANY (M) SDN BHD | SUMMIT COMPANY (M) SDN BHD |  | JAPAN |  | PRINCIP ENGINEERING |  |  | 0 | 0 | 0 | 0 |  |  |  |  | 2010-10-28 | KPJ Ipoh Specialist Hospital | 1 | [12 empty] | 2025-06-01 | 2026-06-01 | bar: JUN
543 | H07B100543 | 10414 | BEMS | B | - | ACT | C | H07 | BEMS | WARMING SYSTEM | WARMING SYSTEM | BA | A&E | GF | ISH/BE/01873 | 0 |  | 0 | HOSPITAL | 10500 | 0 | 0 | 0 | 0 | 0 | 0 | 0 | 0 | 0 | 0 |  | 1900-01-01 | 1 | [8 empty] | A&E |  |  |  | 0 | 0 | [12 empty] | admin | 2024-12-12 14:25 |  | GENTHERM | WARM AIR | 224-13519450 | ACCIDENT & EMERGENCY SERVICES |  |  | 1 | B | 1 |  | SUP100016 | INSAN BAKTI SDN BHD | STOR213563 | USA |  | INSAN BAKTI SDN BHD |  |  | 0 | 0 | 0 | 0 |  |  |  |  | 2023-06-23 | KPJ Ipoh Specialist Hospital | 1 | [12 empty] | 2025-06-01 | 2026-06-01 | bar: JUN
561 | H07B100561 | 13217 | BEMS | B | - | ACT | C | H07 | BEMS | SYRINGE PUMP | SYRINGE PUMP | BA | CATHLAB | GF | ISH/BE/00913 | 0 |  | 0 | HOSPITAL | 2950 | 0 | 0 | 0 | 0 | 0 | 0 | 0 | 0 | 0 | 0 | 2011-11-01 | 1900-01-01 | 14 | [8 empty] | CATHLAB |  |  |  | 0 | 0 | [12 empty] | admin | 2024-12-12 14:25 |  | TERUMO | TE 331 | 1004000899 | CATHETERIZATION LABORATORY |  |  | 1 | B | 1 |  | SUMMIT COMPANY (M) SDN BHD | SUMMIT COMPANY (M) SDN BHD |  | JAPAN |  | PRIDE OUTLET SDN BHD |  |  | 0 | 0 | 0 | 0 |  |  |  |  | 2010-10-11 | KPJ Ipoh Specialist Hospital | 1 | [12 empty] | 2025-06-01 | 2026-06-01 | bar: JUN
572 | H07B100572 | 13217 | BEMS | B | - | ACT | C | H07 | BEMS | SYRINGE PUMP | SYRINGE PUMP | BA | CAOT | L01 | ISH/BE/00613 | 0 |  | 0 | HOSPITAL | 2950 | 0 | 0 | 0 | 0 | 0 | 0 | 0 | 0 | 0 | 0 |  | 1900-01-01 | 24 | [8 empty] | CAOT |  |  |  | 0 | 0 | [12 empty] | admin | 2024-12-12 14:25 |  | TERUMO | TE 311 | 99110070 |  |  |  | 1 | B | 1 |  | JEBSEN & JESSEN TECHNOLOGY SDN BHD | JEBSEN & JESSEN TECHNOLOGY SDN BHD |  | JAPAN |  | PRINCIP ENGINEERING |  |  | 0 | 0 | 0 | 0 |  |  |  |  | 2000-12-06 | KPJ Ipoh Specialist Hospital | 1 | [12 empty] | 2025-06-01 | 2026-06-01 | bar: JUN
573 | H07B100573 | 13217 | BEMS | B | - | ACT | C | H07 | BEMS | SYRINGE PUMP | SYRINGE PUMP | BA | CAOT | L01 | ISH/BE/00614 | 0 |  | 0 | HOSPITAL | 2950 | 0 | 0 | 0 | 0 | 0 | 0 | 0 | 0 | 0 | 0 |  | 1900-01-01 | 24 | [8 empty] | CAOT |  |  |  | 0 | 0 | [12 empty] | admin | 2024-12-12 14:25 |  | TERUMO | TE 311 | 99110052 |  |  |  | 1 | B | 1 |  | JEBSEN & JESSEN TECHNOLOGY SDN BHD | JEBSEN & JESSEN TECHNOLOGY SDN BHD |  | JAPAN |  | PRINCIP ENGINEERING |  |  | 0 | 0 | 0 | 0 |  |  |  |  | 2000-12-06 | KPJ Ipoh Specialist Hospital | 1 | [12 empty] | 2025-06-01 | 2026-06-01 | bar: JUN
574 | H07B100574 | 13217 | BEMS | B | - | ACT | C | H07 | BEMS | SYRINGE PUMP | SYRINGE PUMP | BA | CAOT | L01 | ISH/BE/01633 | 0 |  | 0 | HOSPITAL | 0 | 0 | 0 | 0 | 0 | 0 | 0 | 0 | 0 | 0 | 0 |  | 1900-01-01 | 0 | [8 empty] | CAOT |  |  |  | 0 | 0 | [12 empty] | admin | 2024-12-12 14:25 |  | TERUMO | TESS730N02 | 2007010024 |  |  |  | 1 | B | 1 |  | SUMMIT COMPANY (M) SDN BHD | SUMMIT COMPANY (M) SDN BHD |  | JAPAN |  | SUMMIT COMPANY (MALAYSIA) SDN BHD |  |  | 0 | 0 | 0 | 0 |  |  |  |  | 2020-12-03 | KPJ Ipoh Specialist Hospital | 1 | [12 empty] | 2025-06-01 | 2026-06-01 | bar: JUN
575 | H07B100575 | 13217 | BEMS | B | - | ACT | C | H07 | BEMS | SYRINGE PUMP | SYRINGE PUMP | BA | CAOT | L01 | ISH/BE/01634 | 0 |  | 0 | HOSPITAL | 0 | 0 | 0 | 0 | 0 | 0 | 0 | 0 | 0 | 0 | 0 |  | 1900-01-01 | 0 | [8 empty] | CAOT |  |  |  | 0 | 0 | [12 empty] | admin | 2024-12-12 14:25 |  | TERUMO | TESS730N02 | 2007010025 |  |  |  | 1 | B | 1 |  | SUMMIT COMPANY (M) SDN BHD | SUMMIT COMPANY (M) SDN BHD |  | JAPAN |  | SUMMIT COMPANY (MALAYSIA) SDN BHD |  |  | 0 | 0 | 0 | 0 |  |  |  |  | 2020-12-03 | KPJ Ipoh Specialist Hospital | 1 | [12 empty] | 2025-06-01 | 2026-06-01 | bar: JUN
609 | H07B100609 | 13217 | BEMS | B | - | ACT | C | H07 | BEMS | SYRINGE PUMP | SYRINGE PUMP | BB | DAY CARE | GF | ISH/BE/00207 | 0 |  | 0 | HOSPITAL | 2950 | 0 | 0 | 0 | 0 | 0 | 0 | 0 | 0 | 0 | 0 |  | 1900-01-01 | 16 | [8 empty] | DAY CARE |  |  |  | 0 | 0 | [12 empty] | admin | 2024-12-12 14:25 |  | TERUMO | TE-331NW2 | O7110423 |  |  |  | 1 | B | 1 |  | HOSPIMETRIX SDN BHD | HOSPIMETRIX SDN BHD |  | JAPAN |  | PRINCIP ENGINEERING |  |  | 0 | 0 | 0 | 0 |  |  |  |  | 2008-04-16 | KPJ Ipoh Specialist Hospital | 1 | [12 empty] | 2025-06-01 | 2026-06-01 | bar: JUN
610 | H07B100610 | 13217 | BEMS | B | - | ACT | C | H07 | BEMS | SYRINGE PUMP | SYRINGE PUMP | BB | DAY CARE | GF | ISH/BE/00208 | 0 |  | 0 | HOSPITAL | 2950 | 0 | 0 | 0 | 0 | 0 | 0 | 0 | 0 | 0 | 0 |  | 1900-01-01 | 16 | [8 empty] | DAY CARE |  |  |  | 0 | 0 | [12 empty] | admin | 2024-12-12 14:25 |  | TERUMO | TE-331NW2 | O7110424 |  |  |  | 1 | B | 1 |  | HOSPIMETRIX SDN BHD | HOSPIMETRIX SDN BHD |  | JAPAN |  | PRINCIP ENGINEERING |  |  | 0 | 0 | 0 | 0 |  |  |  |  | 2008-04-16 | KPJ Ipoh Specialist Hospital | 1 | [12 empty] | 2025-06-01 | 2026-06-01 | bar: JUN
623 | H07B100623 | 13460 | BEMS | B | - | ACT | N | H07 | BEMS | WEIGHING SCALES, CHAIR | WEIGHING SCALES, CHAIR | BB | DAY CARE | GF | ISH/BE/01866 | 0 |  | 0 | HOSPITAL | 5350 | 0 | 0 | 0 | 0 | 0 | 0 | 0 | 0 | 0 | 0 | 2024-06-07 | 1900-01-01 | 1 | [8 empty] | DAY CARE |  |  |  | 0 | 0 | [12 empty] | admin | 2024-12-12 14:25 |  | SECA | SECA 952 | 10000001052406 |  |  |  | 1 | B | 1 |  | HARMONI JAYA | HARMONI JAYA | STOR 210858 | USA |  | HARMONY JAYA |  |  | 0 | 0 | 0 | 0 |  |  |  |  | 2023-08-06 | KPJ Ipoh Specialist Hospital | 1 | [12 empty] | 2025-06-01 | 2026-06-01 | bar: JUN
647 | H07B100647 | 10228 | BEMS | B | - | ACT | C | H07 | BEMS | AUDIOMETRY SYSTEM | AUDIOMETRY SYSTEM | BB | DIAGNOSTIC CENTRE | L01 | ISH/BE/01579 | 0 |  | 0 | HOSPITAL | 29500 | 0 | 0 | 0 | 0 | 0 | 0 | 0 | 0 | 0 | 0 | 2020-01-01 | 1900-01-01 | 5 | [8 empty] | DIAGNOSTIC CENTRE |  |  |  | 0 | 0 | [12 empty] | admin | 2024-12-12 14:25 |  | GSI | GSI PELLO | GS0074249 |  |  |  | 1 | B | 1 |  | MKS MEDIC SDN BHD | MKS MEDIC SDN BHD | STOR 166232 | USA |  | MKS MEDIC |  |  | 0 | 0 | 0 | 0 |  |  |  |  | 2019-01-08 | KPJ Ipoh Specialist Hospital | 1 | [12 empty] | 2025-06-01 | 2026-06-01 | bar: JUN
649 | H07B100649 | 13217 | BEMS | B | - | ACT | C | H07 | BEMS | SYRINGE PUMP | SYRINGE PUMP | BB | DIAGNOSTIC CENTRE | L01 | ISH/BE/00299 | 0 |  | 0 | HOSPITAL | 2950 | 0 | 0 | 0 | 0 | 0 | 0 | 0 | 0 | 0 | 0 |  | 1900-01-01 | 16 | [8 empty] | DIAGNOSTIC CENTRE |  |  |  | 0 | 0 | [12 empty] | admin | 2024-12-12 14:25 |  | TERUMO | TE-331NW2 | O8010093 |  |  |  | 1 | B | 1 |  | HOSPIMETRIX SDN BHD | HOSPIMETRIX SDN BHD |  | JAPAN |  | PRINCIP ENGINEERING |  |  | 0 | 0 | 0 | 0 |  |  |  |  | 2008-08-18 | KPJ Ipoh Specialist Hospital | 1 | [12 empty] | 2025-06-01 | 2026-06-01 | bar: JUN
741 | H07B100741 | 13217 | BEMS | B | - | ACT | C | H07 | BEMS | SYRINGE PUMP | SYRINGE PUMP | BA | DIAGNOSTIC IMAGING | L01 | ISH/BE/00338 | 0 |  | 0 | HOSPITAL | 2950 | 0 | 0 | 0 | 0 | 0 | 0 | 0 | 0 | 0 | 0 |  | 1900-01-01 | 21 | [8 empty] | DIAGNOSTIC IMAGING |  |  |  | 0 | 0 | [12 empty] | admin | 2024-12-12 14:25 |  | TERUMO | TE 311 | O3120235 |  |  |  | 1 | B | 1 |  | HOSPIMETRIX SDN BHD | HOSPIMETRIX SDN BHD |  | JAPAN |  | PRINCIP ENGINEERING |  |  | 0 | 0 | 0 | 0 |  |  |  |  | 1905-06-25 | KPJ Ipoh Specialist Hospital | 1 | [12 empty] | 2025-06-01 | 2026-06-01 | bar: JUN
934 | H07B100934 | 13217 | BEMS | B | - | ACT | C | H07 | BEMS | SYRINGE PUMP | SYRINGE PUMP | BB | PREMIER WARD | L05 | ISH/BE/00264 | 0 |  | 0 | HOSPITAL | 2950 | 0 | 0 | 0 | 0 | 0 | 0 | 0 | 0 | 0 | 0 |  | 1900-01-01 | 16 | [8 empty] | PREMIER WARD |  |  |  | 0 | 0 | [12 empty] | admin | 2024-12-12 14:25 |  | TERUMO | TE-331NW2 | O7110420 |  |  |  | 1 | B | 1 |  | HOSPIMETRIX SDN BHD | HOSPIMETRIX SDN BHD |  | JAPAN |  | PRINCIP ENGINEERING |  |  | 0 | 0 | 0 | 0 |  |  |  |  | 2008-02-06 | KPJ Ipoh Specialist Hospital | 1 | [12 empty] | 2025-06-01 | 2026-06-01 | bar: JUN
940 | H07B100940 | 13217 | BEMS | B | - | ACT | N | H07 | BEMS | SYRINGE PUMP | SYRINGE PUMP | BB | PREMIER WARD | L05 | ISH/BE/01127 | 0 |  | 0 | HOSPITAL | 2950 | 0 | 0 | 0 | 0 | 0 | 0 | 0 | 0 | 0 | 0 | 2014-11-01 | 1900-01-01 | 11 | [8 empty] | PREMIER WARD |  |  |  | 0 | 0 | [12 empty] | admin | 2024-12-12 14:25 |  | TERUMO | TE-331NW2 | 1212000527 |  |  |  | 1 | B | 1 |  | SUMMIT COMPANY (M) SDN BHD | SUMMIT COMPANY (M) SDN BHD | STOR 109712 (FA) | JAPAN |  | PRINCIP ENGINEERING |  |  | 0 | 0 | 0 | 0 |  |  |  |  | 2013-11-21 | KPJ Ipoh Specialist Hospital | 1 | [12 empty] | 2025-06-01 | 2026-06-01 | bar: JUN
955 | H07B100955 | 12276 | BEMS | B | - | ACT | N | H07 | BEMS | EXAMINATION LIGHT | EXAMINATION LIGHT | BB | PREMIER WARD | L05 | ISH/BE/02026 | 0 |  | 0 | HOSPITAL | 850 | 0 | 0 | 0 | 0 | 0 | 0 | 0 | 0 | 0 | 0 | 2024-06-24 | 1900-01-01 | 0 | [8 empty] | PREMIER WARD |  |  |  | 0 | 0 | [12 empty] | admin | 2024-12-12 14:25 |  | LKL | WM701-LED1 | 24SWM064900 |  |  |  | 1 | B | 1 |  | LKL ADVANCE METALTECH SDN BHD | LKL ADVANCE METALTECH SDN BHD | STOR 226692 | MALAYSIA |  | LKL ADVANCE METALTECH SDN BHD |  |  | 0 | 0 | 0 | 0 |  |  |  |  | 2024-06-25 | KPJ Ipoh Specialist Hospital | 1 | [12 empty] | 2025-06-01 | 2026-06-01 | bar: JUN
972 | H07B100972 | 13461 | BEMS | B | - | ACT | N | H07 | BEMS | WEIGHING SCALES | WEIGHING SCALES | BB | SESSIONAL CLINIC | L02 | ISH/BE/02020 | 0 |  | 0 | HOSPITAL | 3600 | 0 | 0 | 0 | 0 | 0 | 0 | 0 | 0 | 0 | 0 | 2029-06-10 | 1900-01-01 | 0 | [8 empty] | SESSIONAL CLINIC |  |  |  | 0 | 0 | [12 empty] | admin | 2024-12-12 14:25 |  | MARSDEN | M-125 | MA12320166 |  |  |  | 1 | B | 1 |  | SUP100026 | PRINCIP ENGINEERING | STOR 226700 |  |  | PRINCIP ENGINEERING |  |  | 0 | 0 | 0 | 0 |  |  |  |  | 2024-06-11 | KPJ Ipoh Specialist Hospital | 1 | [12 empty] | 2025-06-01 | 2026-06-01 | bar: JUN
1053 | H07B101053 | - | BEMS | B | - | ACT | N | H07 | BEMS | PORTABLE ELECTRICAL VACCUM PUMP | PORTABLE ELECTRICAL VACCUM PUMP | BA | WARD 1 | L01 | ISH/BE/01869 | 0 |  | 0 | HOSPITAL | 14500 | 0 | 0 | 0 | 0 | 0 | 0 | 0 | 0 | 0 | 0 | 2025-12-06 | 1900-01-01 | 1 | [8 empty] | WARD 1 |  |  |  | 0 | 0 | [12 empty] | admin | 2024-12-12 14:25 |  | MEDELA AG | VARIO 18 AC/DC MOBILE | 1973460 | WARD 1 |  |  | 1 | B | 1 |  | PRINCIP ENGINEEERING | PRINCIP ENGINEEERING | STOR 213896 | USA |  | PRINCIP ENGINEERING |  |  | 0 | 0 | 0 | 0 |  |  |  |  | 2023-06-13 | KPJ Ipoh Specialist Hospital | 1 | [12 empty] | 2025-06-01 | 2026-06-01 | bar: JUN
1064 | H07B101064 | 12276 | BEMS | B | - | ACT | N | H07 | BEMS | EXAMINATION LIGHT | EXAMINATION LIGHT | BA | WARD 1 | L01 | ISH/BE/02025 | 0 |  | 0 | HOSPITAL | 850 | 0 | 0 | 0 | 0 | 0 | 0 | 0 | 0 | 0 | 0 | 2024-06-24 | 1900-01-01 | 0 | [8 empty] | WARD 1 |  |  |  | 0 | 0 | [12 empty] | admin | 2024-12-12 14:25 |  | LKL | WM701-LED1 | 24SWM064899 | WARD 1 |  |  | 1 | B | 1 |  | LKL ADVANCE METALTECH SDN BHD | LKL ADVANCE METALTECH SDN BHD | STOR 226692 | MALAYSIA |  | LKL ADVANCE METALTECH SDN BHD |  |  | 0 | 0 | 0 | 0 |  |  |  |  | 2024-06-25 | KPJ Ipoh Specialist Hospital | 1 | [12 empty] | 2025-06-01 | 2026-06-01 | bar: JUN
1078 | H07B101078 | 13215 | BEMS | B | - | ACT | C | H07 | BEMS | INFUSION PUMP | INFUSION PUMP | BB | WARD 7B | L03 | ISH/BE/01679 | 0 |  | 0 | HOSPITAL | 4270 | 0 | 0 | 0 | 0 | 0 | 0 | 0 | 0 | 0 | 0 | 2024-04-12 | 1900-01-01 | 2 | [8 empty] | WARD 7B |  |  |  | 0 | 0 | [12 empty] | admin | 2024-12-12 14:25 |  | TERUMO | TE*LM730A02 | 2109012008 | WARD 7B |  |  | 1 | B | 1 |  | SUMMIT COMPANY (M) SDN BHD | SUMMIT COMPANY (M) SDN BHD |  | JAPAN |  | SUMMIT COMPANY (MALAYSIA) SDN BHD |  |  | 0 | 0 | 0 | 0 |  |  |  |  | 2022-04-13 | KPJ Ipoh Specialist Hospital | 1 | [12 empty] | 2025-06-01 | 2026-06-01 | bar: JUN
1085 | H07B101085 | 13215 | BEMS | B | - | ACT | C | H07 | BEMS | INFUSION PUMP | INFUSION PUMP | BB | WARD 7B | L03 | ISH/BE/01823 | 0 |  | 0 | HOSPITAL | 4730 | 0 | 0 | 0 | 0 | 0 | 0 | 0 | 0 | 0 | 0 | 2025-02-05 | 1900-01-01 | 1 | [8 empty] | WARD 7B |  |  |  | 0 | 0 | [12 empty] | admin | 2024-12-12 14:25 |  | TERUMO | TE*LM730A03 | 2008010067 | WARD 7B |  |  | 1 | B | 1 |  | SUMMIT COMPANY (MALAYSIA) SDN BHD | SUMMIT COMPANY (MALAYSIA) SDN BHD | STOR 211730 | JAPAN |  | SUMMIT COMPANY (MALAYSIA) SDN BHD |  |  | 0 | 0 | 0 | 0 |  |  |  |  | 2023-03-05 | KPJ Ipoh Specialist Hospital | 1 | [12 empty] | 2025-06-01 | 2026-06-01 | bar: JUN
1086 | H07B101086 | 13215 | BEMS | B | - | ACT | C | H07 | BEMS | INFUSION PUMP | INFUSION PUMP | BB | WARD 7B | L03 | ISH/BE/01824 | 0 |  | 0 | HOSPITAL | 4730 | 0 | 0 | 0 | 0 | 0 | 0 | 0 | 0 | 0 | 0 | 2025-02-05 | 1900-01-01 | 1 | [8 empty] | WARD 7B |  |  |  | 0 | 0 | [12 empty] | admin | 2024-12-12 14:25 |  | TERUMO | TE*LM730A03 | 2008010068 | WARD 7B |  |  | 1 | B | 1 |  | SUMMIT COMPANY (MALAYSIA) SDN BHD | SUMMIT COMPANY (MALAYSIA) SDN BHD | STOR 211730 | JAPAN |  | SUMMIT COMPANY (MALAYSIA) SDN BHD |  |  | 0 | 0 | 0 | 0 |  |  |  |  | 2023-03-05 | KPJ Ipoh Specialist Hospital | 1 | [12 empty] | 2025-06-01 | 2026-06-01 | bar: JUN
1108 | H07B101108 | 13217 | BEMS | B | - | ACT | C | H07 | BEMS | SYRINGE PUMP | SYRINGE PUMP | BA | WARD 3 | L02 | ISH/BE/01377 | 0 |  | 0 | HOSPITAL | 3380 | 0 | 0 | 0 | 0 | 0 | 0 | 0 | 0 | 0 | 0 | 2018-04-01 | 1900-01-01 | 8 | [8 empty] | WARD 3 |  |  |  | 0 | 0 | [12 empty] | admin | 2024-12-12 14:25 |  | TERUMO | TE*SS700N02 | 1508010154 | WARD 3 |  |  | 1 | B | 1 |  | SUMMIT COMPANY (M) SDN BHD | SUMMIT COMPANY (M) SDN BHD |  | JAPAN |  | PRINCIP ENGINEERING |  |  | 0 | 0 | 0 | 0 |  |  |  |  | 2016-04-14 | KPJ Ipoh Specialist Hospital | 1 | [12 empty] | 2025-06-01 | 2026-06-01 | bar: JUN
1109 | H07B101109 | 13217 | BEMS | B | - | ACT | C | H07 | BEMS | SYRINGE PUMP | SYRINGE PUMP | BA | WARD 3 | L02 | ISH/BE/01378 | 0 |  | 0 | HOSPITAL | 3380 | 0 | 0 | 0 | 0 | 0 | 0 | 0 | 0 | 0 | 0 | 2018-04-01 | 1900-01-01 | 8 | [8 empty] | WARD 3 |  |  |  | 0 | 0 | [12 empty] | admin | 2024-12-12 14:25 |  | TERUMO | TE*SS700N02 | 1508010156 | WARD 3 |  |  | 1 | B | 1 |  | SUMMIT COMPANY (M) SDN BHD | SUMMIT COMPANY (M) SDN BHD |  | JAPAN |  | PRINCIP ENGINEERING |  |  | 0 | 0 | 0 | 0 |  |  |  |  | 2016-04-14 | KPJ Ipoh Specialist Hospital | 1 | [12 empty] | 2025-06-01 | 2026-06-01 | bar: JUN
1144 | H07B101144 | 13217 | BEMS | B | - | ACT | C | H07 | BEMS | SYRINGE PUMP | SYRINGE PUMP | BA | WARD 2 | L02 | ISH/BE/00168 | 0 |  |  | HOSPITAL | 2900 | 0 | 0 | 0 | 0 | 0 | 0 | 0 | 0 | 0 | 0 |  | 1900-01-01 | 22 | [8 empty] | WARD 2 |  |  |  | 0 | 0 | [12 empty] | admin | 2024-12-12 14:25 |  | TERUMO | TE311 | 2090099 | WARD 2 |  |  | 1 | B | 1 |  | JEBSEN & JESSEN TECHNOLOGY SDN BHD | JEBSEN & JESSEN TECHNOLOGY SDN BHD | SE P011TE31101 | JAPAN |  | PRINCIP ENGINEERING |  |  | 0 | 0 | 0 | 0 |  |  |  |  | 2002-11-27 | KPJ Ipoh Specialist Hospital | 1 | [12 empty] | 2025-06-01 | 2026-06-01 | bar: JUN
1145 | H07B101145 | 13217 | BEMS | B | - | ACT | C | H07 | BEMS | SYRINGE PUMP | SYRINGE PUMP | BA | WARD 2 | L02 | ISH/BE/00966 | 0 |  |  | HOSPITAL | 2950 | 0 | 0 | 0 | 0 | 0 | 0 | 0 | 0 | 0 | 0 | 2012-03-01 | 1900-01-01 | 13 | [8 empty] | WARD 2 |  |  |  | 0 | 0 | [12 empty] | admin | 2024-12-12 14:25 |  | TERUMO | TE-331 | 1012000039 | WARD 2 |  |  | 1 | B | 1 |  | SUMMIT COMPANY (M) SDN BHD | SUMMIT COMPANY (M) SDN BHD | SE P099TE-33109 | JAPAN |  | PRIDE OUTLET SDN BHD |  |  | 0 | 0 | 0 | 0 |  |  |  |  | 2011-03-28 | KPJ Ipoh Specialist Hospital | 1 | [12 empty] | 2025-06-01 | 2026-06-01 | bar: JUN
1152 | H07B101152 | 13215 | BEMS | B | - | ACT | C | H07 | BEMS | INFUSION PUMP | INFUSION PUMP | BA | WARD 2 | L02 | ISH/BE/01368 | 0 |  |  | HOSPITAL | 3900 | 0 | 0 | 0 | 0 | 0 | 0 | 0 | 0 | 0 | 0 | 2018-04-01 | 1900-01-01 | 8 | [8 empty] | WARD 2 |  |  |  | 0 | 0 | [12 empty] | admin | 2024-12-12 14:25 |  | TERUMO | TE*135NW2 | 1507000004 | WARD 2 |  |  | 1 | B | 1 |  | SUMMIT COMPANY (M) SDN BHD | SUMMIT COMPANY (M) SDN BHD | SON 133TE*135NW213 | JAPAN |  | PRINCIP ENGINEERING |  |  | 0 | 0 | 0 | 0 |  |  |  |  | 2016-04-14 | KPJ Ipoh Specialist Hospital | 1 | [12 empty] | 2025-06-01 | 2026-06-01 | bar: JUN
1153 | H07B101153 | 13215 | BEMS | B | - | ACT | C | H07 | BEMS | INFUSION PUMP | INFUSION PUMP | BA | WARD 2 | L02 | ISH/BE/01369 | 0 |  |  | HOSPITAL | 3900 | 0 | 0 | 0 | 0 | 0 | 0 | 0 | 0 | 0 | 0 | 2018-04-01 | 1900-01-01 | 8 | [8 empty] | WARD 2 |  |  |  | 0 | 0 | [12 empty] | admin | 2024-12-12 14:25 |  | TERUMO | TE*135NW2 | 1507000006 | WARD 2 |  |  | 1 | B | 1 |  | SUMMIT COMPANY (M) SDN BHD | SUMMIT COMPANY (M) SDN BHD | SON 133TE*135NW213 | JAPAN |  | PRINCIP ENGINEERING |  |  | 0 | 0 | 0 | 0 |  |  |  |  | 2016-04-14 | KPJ Ipoh Specialist Hospital | 1 | [12 empty] | 2025-06-01 | 2026-06-01 | bar: JUN
1156 | H07B101156 | 13215 | BEMS | B | - | ACT | C | H07 | BEMS | INFUSION PUMP | INFUSION PUMP | BA | WARD 2 | L02 | ISH/BE/01376 | 0 |  |  | HOSPITAL | 3900 | 0 | 0 | 0 | 0 | 0 | 0 | 0 | 0 | 0 | 0 | 2018-04-01 | 1900-01-01 | 8 | [8 empty] | WARD 2 |  |  |  | 0 | 0 | [12 empty] | admin | 2024-12-12 14:25 |  | TERUMO | TE*135NW2 | 1507000003 | WARD 2 |  |  | 1 | B | 1 |  | SUMMIT COMPANY (M) SDN BHD | SUMMIT COMPANY (M) SDN BHD | SON 133TE*135NW213 | JAPAN |  | PRINCIP ENGINEERING |  |  | 0 | 0 | 0 | 0 |  |  |  |  | 2016-04-14 | KPJ Ipoh Specialist Hospital | 1 | [12 empty] | 2025-06-01 | 2026-06-01 | bar: JUN
1213 | H07B101213 | 13217 | BEMS | B | - | ACT | C | H07 | BEMS | SYRINGE PUMP | SYRINGE PUMP | BA | WARD 6 | L03 | ISH/BE/01022 | 0 |  | 0 | HOSPITAL | 2950 | 0 | 0 | 0 | 0 | 0 | 0 | 0 | 0 | 0 | 0 | 2012-11-01 | 1900-01-01 | 13 | [8 empty] | WARD 6 |  |  |  | 0 | 0 | [12 empty] | admin | 2024-12-12 14:25 |  | TERUMO | TE 331 | 1101000432 | WARD 6 |  |  | 1 | B | 1 |  | SUMMIT COMPANY (M) SDN BHD | SUMMIT COMPANY (M) SDN BHD | SE P100TE 33110 | JAPAN |  | PRINCIP ENGINEERING |  |  | 0 | 0 | 0 | 0 |  |  |  |  | 2011-11-15 | KPJ Ipoh Specialist Hospital | 1 | [12 empty] | 2025-06-01 | 2026-06-01 | bar: JUN
1214 | H07B101214 | 13217 | BEMS | B | - | ACT | C | H07 | BEMS | SYRINGE PUMP | SYRINGE PUMP | BA | WARD 6 | L03 | ISH/BE/01023 | 0 |  | 0 | HOSPITAL | 2950 | 0 | 0 | 0 | 0 | 0 | 0 | 0 | 0 | 0 | 0 | 2012-11-01 | 1900-01-01 | 13 | [8 empty] | WARD 6 |  |  |  | 0 | 0 | [12 empty] | admin | 2024-12-12 14:25 |  | TERUMO | TE 331 | 1101000433 | WARD 6 |  |  | 1 | B | 1 |  | SUMMIT COMPANY (M) SDN BHD | SUMMIT COMPANY (M) SDN BHD | SE P100TE 33110 | JAPAN |  | PRINCIP ENGINEERING |  |  | 0 | 0 | 0 | 0 |  |  |  |  | 2011-11-15 | KPJ Ipoh Specialist Hospital | 1 | [12 empty] | 2025-06-01 | 2026-06-01 | bar: JUN
1254 | H07B200004 | - | BEMS | B | - | ACT | C | H07 | BEMS | DISTORTION PRODUCT OTO ACOUSTIC EMISSION | DISTORTION PRODUCT OTO ACOUSTIC EMISSION | BB | DIAGNOSTIC CENTRE | L01 | ISH/BE/01576 | 0 |  | 0 | HOSPITAL | 22500 | 0 | 0 | 0 | 0 | 0 | 0 | 0 | 0 | 0 | 0 | 2019-08-01 | 1900-01-01 | 6 | [8 empty] | DIAGNOSTIC CENTRE |  |  |  | 0 | 0 | [12 empty] | admin | 2024-12-12 14:25 |  | GRASON STADLER | GS1 CORTI | G1104725 |  |  |  | 1 | B | 0 |  | MKS MEDIC SDN BHD | MKS MEDIC SDN BHD |  | USA |  | MKS MEDIC SDN BHD |  |  | 0 | 0 | 0 | 0 |  |  |  |  | 2018-08-08 | KPJ Ipoh Specialist Hospital | 1 | [12 empty] | 2025-06-01 | 2026-06-01 | bar: JUN
114 | H07B100114 | 13209 | BEMS | B | - | ACT | N | H07 | BEMS | ENTERAL FEEDING PUMP | ENTERAL FEEDING PUMP | BA | ICU | L01 | ISH/BE/01009 | 0 |  | 0 | HOSPITAL | 3000 | 0 | 0 | 0 | 0 | 0 | 0 | 0 | 0 | 0 | 0 | 2012-09-01 | 1900-01-01 | 13 | [8 empty] | ICU |  |  |  | 0 | 0 | [12 empty] | admin | 2024-12-12 14:25 |  | KANGAROO | T482400S | C1158288 | INTENSIVE CARE UNIT SERVICES |  |  | 1 | B | 1 |  | SCHMIDT BIOMED TECH SDN BHD | SCHMIDT BIOMED TECH SDN BHD |  | USA |  | PRINCIP ENGINEERING |  |  | 0 | 0 | 0 | 0 |  |  |  |  | 2011-08-09 | KPJ Ipoh Specialist Hospital | 1 | [12 empty] | 2025-07-01 | 2026-07-01 | bar: JUL
115 | H07B100115 | 13209 | BEMS | B | - | ACT | N | H07 | BEMS | ENTERAL FEEDING PUMP | ENTERAL FEEDING PUMP | BA | ICU | L01 | ISH/BE/01011 | 0 |  | 0 | HOSPITAL | 3000 | 0 | 0 | 0 | 0 | 0 | 0 | 0 | 0 | 0 | 0 | 2012-09-01 | 1900-01-01 | 13 | [8 empty] | ICU |  |  |  | 0 | 0 | [12 empty] | admin | 2024-12-12 14:25 |  | KANGAROO | T482400S | C1158282 | INTENSIVE CARE UNIT SERVICES |  |  | 1 | B | 1 |  | SCHMIDT BIOMED TECH SDN BHD | SCHMIDT BIOMED TECH SDN BHD |  | USA |  | PRINCIP ENGINEERING |  |  | 0 | 0 | 0 | 0 |  |  |  |  | 2011-08-09 | KPJ Ipoh Specialist Hospital | 1 | [12 empty] | 2025-07-01 | 2026-07-01 | bar: JUL
144 | H07B100144 | 10347 | BEMS | B | - | ACT | N | H07 | BEMS | ELECTRICAL BEDS | ELECTRICAL BEDS | BA | ICU | L01 | ISH/BE/01687 | 0 |  | 0 | HOSPITAL | 19500 | 0 | 0 | 0 | 0 | 0 | 0 | 0 | 0 | 0 | 0 | 2027-12-07 | 1900-01-01 | 2 | [8 empty] | ICU |  |  |  | 0 | 0 | [12 empty] | admin | 2024-12-12 14:25 |  | LKL ADVANCE METALTECH SDN | BA9900-WA3-18 | 22SBA025488 | INTENSIVE CARE UNIT SERVICES |  |  | 1 | B | 1 |  | LKL ADVANCE METALTECH SDN BHD | LKL ADVANCE METALTECH SDN BHD | STOR 202697 | MALAYSIA |  | LKL ADVANCE METALTECH SDN BHD |  |  | 0 | 0 | 0 | 0 |  |  |  |  | 2022-07-13 | KPJ Ipoh Specialist Hospital | 1 | [12 empty] | 2025-07-01 | 2026-07-01 | bar: JUL
145 | H07B100145 | 10347 | BEMS | B | - | ACT | N | H07 | BEMS | ELECTRICAL BEDS | ELECTRICAL BEDS | BA | ICU | L01 | ISH/BE/01688 | 0 |  | 0 | HOSPITAL | 19500 | 0 | 0 | 0 | 0 | 0 | 0 | 0 | 0 | 0 | 0 | 2027-12-07 | 1900-01-01 | 2 | [8 empty] | ICU |  |  |  | 0 | 0 | [12 empty] | admin | 2024-12-12 14:25 |  | LKL ADVANCE METALTECH SDN | BA9900-WA3-18 | 22SBA025489 | INTENSIVE CARE UNIT SERVICES |  |  | 1 | B | 1 |  | LKL ADVANCE METALTECH SDN BHD | LKL ADVANCE METALTECH SDN BHD | STOR 202697 | MALAYSIA |  | LKL ADVANCE METALTECH SDN BHD |  |  | 0 | 0 | 0 | 0 |  |  |  |  | 2022-07-13 | KPJ Ipoh Specialist Hospital | 1 | [12 empty] | 2025-07-01 | 2026-07-01 | bar: JUL
146 | H07B100146 | 10347 | BEMS | B | - | ACT | N | H07 | BEMS | ELECTRICAL BEDS | ELECTRICAL BEDS | BA | ICU | L01 | ISH/BE/01689 | 0 |  | 0 | HOSPITAL | 19500 | 0 | 0 | 0 | 0 | 0 | 0 | 0 | 0 | 0 | 0 | 2027-12-07 | 1900-01-01 | 2 | [8 empty] | ICU |  |  |  | 0 | 0 | [12 empty] | admin | 2024-12-12 14:25 |  | LKL ADVANCE METALTECH SDN | BA9900-WA3-18 | 22SBA025490 | INTENSIVE CARE UNIT SERVICES |  |  | 1 | B | 1 |  | LKL ADVANCE METALTECH SDN BHD | LKL ADVANCE METALTECH SDN BHD | STOR 202697 | MALAYSIA |  | LKL ADVANCE METALTECH SDN BHD |  |  | 0 | 0 | 0 | 0 |  |  |  |  | 2022-07-13 | KPJ Ipoh Specialist Hospital | 1 | [12 empty] | 2025-07-01 | 2026-07-01 | bar: JUL
147 | H07B100147 | 10347 | BEMS | B | - | ACT | N | H07 | BEMS | ELECTRICAL BEDS | ELECTRICAL BEDS | BA | ICU | L01 | ISH/BE/01690 | 0 |  | 0 | HOSPITAL | 19500 | 0 | 0 | 0 | 0 | 0 | 0 | 0 | 0 | 0 | 0 | 2027-12-07 | 1900-01-01 | 2 | [8 empty] | ICU |  |  |  | 0 | 0 | [12 empty] | admin | 2024-12-12 14:25 |  | LKL ADVANCE METALTECH SDN | BA9900-WA3-18 | 22SBA025491 | INTENSIVE CARE UNIT SERVICES |  |  | 1 | B | 1 |  | LKL ADVANCE METALTECH SDN BHD | LKL ADVANCE METALTECH SDN BHD | STOR 202697 | MALAYSIA |  | LKL ADVANCE METALTECH SDN BHD |  |  | 0 | 0 | 0 | 0 |  |  |  |  | 2022-07-13 | KPJ Ipoh Specialist Hospital | 1 | [12 empty] | 2025-07-01 | 2026-07-01 | bar: JUL
148 | H07B100148 | 10347 | BEMS | B | - | ACT | N | H07 | BEMS | ELECTRICAL BEDS | ELECTRICAL BEDS | BA | ICU | L01 | ISH/BE/01691 | 0 |  | 0 | HOSPITAL | 19500 | 0 | 0 | 0 | 0 | 0 | 0 | 0 | 0 | 0 | 0 | 2027-12-07 | 1900-01-01 | 2 | [8 empty] | ICU |  |  |  | 0 | 0 | [12 empty] | admin | 2024-12-12 14:25 |  | LKL ADVANCE METALTECH SDN | BA9900-WA3-18 | 22SBA025492 | INTENSIVE CARE UNIT SERVICES |  |  | 1 | B | 1 |  | LKL ADVANCE METALTECH SDN BHD | LKL ADVANCE METALTECH SDN BHD | STOR 202697 | MALAYSIA |  | LKL ADVANCE METALTECH SDN BHD |  |  | 0 | 0 | 0 | 0 |  |  |  |  | 2022-07-13 | KPJ Ipoh Specialist Hospital | 1 | [12 empty] | 2025-07-01 | 2026-07-01 | bar: JUL
196 | H07B100196 | 17148 | BEMS | B | - | ACT | C | H07 | BEMS | OXYMETER, PULSE | OXYMETER, PULSE | BA | NICU | L01 | ISH/BE/01387 | 0 |  | 0 | HOSPITAL | 7000 | 0 | 0 | 0 | 0 | 0 | 0 | 0 | 0 | 0 | 0 | 2017-04-01 | 1900-01-01 | 8 | [8 empty] | NICU |  |  |  | 0 | 0 | [12 empty] | admin | 2024-12-12 14:25 |  | MASIMO | R2932-RADICAL7TS | 243052 | NICU |  |  | 1 | B | 1 |  | RESPIMEDIC SDN BHD | RESPIMEDIC SDN BHD | STOR 130972 (FA) | USA |  | PRINCIP ENGINEERING |  |  | 0 | 0 | 0 | 0 |  |  |  |  | 2016-04-20 | KPJ Ipoh Specialist Hospital | 1 | [12 empty] | 2025-07-01 | 2026-07-01 | bar: JUL
197 | H07B100197 | 17148 | BEMS | B | - | ACT | C | H07 | BEMS | OXYMETER, PULSE | OXYMETER, PULSE | BA | NICU | L01 | ISH/BE/01388 | 0 |  | 0 | HOSPITAL | 7000 | 0 | 0 | 0 | 0 | 0 | 0 | 0 | 0 | 0 | 0 | 2017-04-01 | 1900-01-01 | 8 | [8 empty] | NICU |  |  |  | 0 | 0 | [12 empty] | admin | 2024-12-12 14:25 |  | MASIMO | R2932-RADICAL7TS | 243033 | NICU |  |  | 1 | B | 1 |  | RESPIMEDIC SDN BHD | RESPIMEDIC SDN BHD | STOR 130972 (FA) | USA |  | PRINCIP ENGINEERING |  |  | 0 | 0 | 0 | 0 |  |  |  |  | 2016-04-20 | KPJ Ipoh Specialist Hospital | 1 | [12 empty] | 2025-07-01 | 2026-07-01 | bar: JUL
241 | H07B100241 | 16516 | BEMS | B | - | ACT | C | H07 | BEMS | TEMPORARY EXTERNAL PACEMAKER | TEMPORARY EXTERNAL PACEMAKER | BA | CICU | L01 | ISH/BE/00261 | 0 |  | 0 | HOSPITAL | 20000 | 0 | 0 | 0 | 0 | 0 | 0 | 0 | 0 | 0 | 0 |  | 1900-01-01 | 31 | [8 empty] | CICU |  |  |  | 0 | 0 | [12 empty] | admin | 2024-12-12 14:25 |  | MEDTRONIC | 5375 | CE1010723P | CARDIAC INTESIVE CARE UNIT |  |  | 1 | B | 1 |  | MEDITAMA SDN.BHD | MEDITAMA SDN.BHD |  | USA |  | MED IMAG ENTERPRISE |  |  | 0 | 0 | 0 | 0 |  |  |  |  | 1993-11-08 | KPJ Ipoh Specialist Hospital | 1 | [12 empty] | 2025-07-01 | 2026-07-01 | bar: JUL
242 | H07B100242 | 16516 | BEMS | B | - | ACT | C | H07 | BEMS | TEMPORARY EXTERNAL PACEMAKER | TEMPORARY EXTERNAL PACEMAKER | BA | CICU | L01 | ISH/BE/01675 | 0 |  | 0 | HOSPITAL | 21500 | 0 | 0 | 0 | 0 | 0 | 0 | 0 | 0 | 0 | 0 | 2022-04-01 | 1900-01-01 | 3 | [8 empty] | CICU |  |  |  | 0 | 0 | [12 empty] | admin | 2024-12-12 14:25 |  | MEDTRONIC | 5392 | DJH03995P | CARDIAC INTESIVE CARE UNIT |  |  | 1 | B | 1 |  | MEDTRONIC MALAYSIA SDN BHD | MEDTRONIC MALAYSIA SDN BHD | STOR192472 | USA |  | MEDTRONIC MALAYSIA SDN BHD |  |  | 0 | 0 | 0 | 0 |  |  |  |  | 2021-04-21 | KPJ Ipoh Specialist Hospital | 1 | [12 empty] | 2025-07-01 | 2026-07-01 | bar: JUL
298 | H07B100298 | 14074 | BEMS | B | - | ACT | C | H07 | BEMS | AUTOMATIC TOURNIQUET | AUTOMATIC TOURNIQUET | BA | OT | L01 | ISH/BE/00479 | 0 |  | 0 | HOSPITAL | 42000 | 0 | 0 | 0 | 0 | 0 | 0 | 0 | 0 | 0 | 0 | 2008-10-01 | 1900-01-01 | 17 | [8 empty] | OT |  |  |  | 0 | 0 | [12 empty] | admin | 2024-12-12 14:25 |  | ZIMMER | ATS 3000 | 3007EAEQ | OPERATION THEATRE |  |  | 1 | B | 1 |  | SERASI MEDIK SDN BHD | SERASI MEDIK SDN BHD |  | USA |  | PRINCIP ENGINEERING |  |  | 0 | 0 | 0 | 0 |  |  |  |  | 2007-03-10 | KPJ Ipoh Specialist Hospital | 1 | [12 empty] | 2025-07-01 | 2026-07-01 | bar: JUL
299 | H07B100299 | 14074 | BEMS | B | - | ACT | C | H07 | BEMS | AUTOMATIC TOURNIQUET | AUTOMATIC TOURNIQUET | BA | OT | L01 | ISH/BE/01051 | 0 |  | 0 | HOSPITAL | 38000 | 0 | 0 | 0 | 0 | 0 | 0 | 0 | 0 | 0 | 0 | 2013-04-01 | 1900-01-01 | 12 | [8 empty] | OT |  |  |  | 0 | 0 | [12 empty] | admin | 2024-12-12 14:25 |  | ZIMMER | ATS 3000 | 3012BAAJ | OPERATION THEATRE |  |  | 1 | B | 1 |  | ICON MEDIC SDN BHD | ICON MEDIC SDN BHD | STOR 94334 (FA) | USA |  | PRINCIP ENGINEERING |  |  | 0 | 0 | 0 | 0 |  |  |  |  | 2012-04-20 | KPJ Ipoh Specialist Hospital | 1 | [12 empty] | 2025-07-01 | 2026-07-01 | bar: JUL
303 | H07B100303 | 11490 | BEMS | B | - | ACT | C | H07 | BEMS | ELECTROSURGICAL UNITS | ELECTROSURGICAL UNITS | BA | OT | L01 | ISH/BE/00485 | 0 |  | 0 | HOSPITAL | 45000 | 0 | 0 | 0 | 0 | 0 | 0 | 0 | 0 | 0 | 0 |  | 1900-01-01 | 33 | [8 empty] | OT |  |  |  | 0 | 0 | [12 empty] | admin | 2024-12-12 14:25 |  | TMI | E6-10 | 143 | OPERATION THEATRE |  |  | 1 | B | 1 |  | CHARLES WEMBLEY SDN BHD | CHARLES WEMBLEY SDN BHD |  | GERMANY |  | MED IMAG ENTERPRISE |  |  | 0 | 0 | 0 | 0 |  |  |  |  | 1991-01-01 | KPJ Ipoh Specialist Hospital | 1 | [12 empty] | 2025-07-01 | 2026-07-01 | bar: JUL
370 | H07B100370 | 18037 | BEMS | B | - | ACT | C | H07 | BEMS | VIDEO PROCESSOR | VIDEO PROCESSOR | BA | OT | L01 | ISH/BE/01531 | 0 |  | 0 | HOSPITAL | 41096 | 0 | 0 | 0 | 0 | 0 | 0 | 0 | 0 | 0 | 0 | 2019-08-01 | 1900-01-01 | 7 | [8 empty] | OT |  |  |  | 0 | 0 | [12 empty] | admin | 2024-12-12 14:25 |  | OLYMPUS | OTV-S190 | 7703770 | OPERATION THEATRE |  |  | 1 | B | 1 |  | OLYMPUS (M) SDN BHD | OLYMPUS (M) SDN BHD | STOR 145536 (FA) | JAPAN |  | OLYMPUS (M) SDN BHD |  |  | 0 | 0 | 0 | 0 |  |  |  |  | 2017-08-10 | KPJ Ipoh Specialist Hospital | 1 | [12 empty] | 2025-07-01 | 2026-07-01 | bar: JUL
371 | H07B100371 | 15966 | BEMS | B | - | ACT | C | H07 | BEMS | LCD MONITOR | LCD MONITOR | BA | OT | L01 | ISH/BE/01532 | 0 |  | 0 | HOSPITAL | 27720 | 0 | 0 | 0 | 0 | 0 | 0 | 0 | 0 | 0 | 0 | 2019-08-01 | 1900-01-01 | 7 | [8 empty] | OT |  |  |  | 0 | 0 | [12 empty] | admin | 2024-12-12 14:25 |  | OLYMPUS | OEV-262H | 7760846 | OPERATION THEATRE |  |  | 1 | B | 1 |  | OLYMPUS (M) SDN BHD | OLYMPUS (M) SDN BHD | STOR 145536 (FA) | JAPAN |  | OLYMPUS (M) SDN BHD |  |  | 0 | 0 | 0 | 0 |  |  |  |  | 2017-08-10 | KPJ Ipoh Specialist Hospital | 1 | [12 empty] | 2025-07-01 | 2026-07-01 | bar: JUL
372 | H07B100372 | 12340 | BEMS | B | - | ACT | C | H07 | BEMS | LIGHT SOURCE | LIGHT SOURCE | BA | OT | L01 | ISH/BE/01533 | 0 |  | 0 | HOSPITAL | 25520 | 0 | 0 | 0 | 0 | 0 | 0 | 0 | 0 | 0 | 0 | 2019-08-01 | 1900-01-01 | 7 | [8 empty] | OT |  |  |  | 0 | 0 | [12 empty] | admin | 2024-12-12 14:25 |  | OLYMPUS | CLV-S190 | 7723877 | OPERATION THEATRE |  |  | 1 | B | 1 |  | OLYMPUS (M) SDN BHD | OLYMPUS (M) SDN BHD | STOR 145536 (FA) | JAPAN |  | OLYMPUS (M) SDN BHD |  |  | 0 | 0 | 0 | 0 |  |  |  |  | 2017-08-10 | KPJ Ipoh Specialist Hospital | 1 | [12 empty] | 2025-07-01 | 2026-07-01 | bar: JUL
397 | H07B100397 | 10969 | BEMS | B | - | ACT | C | H07 | BEMS | FLOWTRON | FLOWTRON | BA | OT | L01 | ISH/BE/00651 | 0 |  | 0 | HOSPITAL | 500 | 0 | 0 | 0 | 0 | 0 | 0 | 0 | 0 | 0 | 0 |  | 1900-01-01 | 24 | [8 empty] | OT |  |  |  | 0 | 0 | [12 empty] | admin | 2024-12-12 14:25 |  | HUNTLEIGH | FLOWTRON | EX3009949 | OPERATION THEATRE |  |  | 1 | B | 1 |  | HUNTLEIGH HEALTHCARE LTD | HUNTLEIGH HEALTHCARE LTD |  | USA |  | PRINCIP ENGINEERING |  |  | 0 | 0 | 0 | 0 |  |  |  |  | 2000-01-01 | KPJ Ipoh Specialist Hospital | 1 | [12 empty] | 2025-07-01 | 2026-07-01 | bar: JUL
398 | H07B100398 | 12521 | BEMS | B | - | ACT | C | H07 | BEMS | IC HAND MAGNET | IC HAND MAGNET | BA | OT | L01 | ISH/BE/00688 | 0 |  | 0 | HOSPITAL | 0 | 0 | 0 | 0 | 0 | 0 | 0 | 0 | 0 | 0 | 0 |  | 1900-01-01 | 29 | [8 empty] | OT |  |  |  | 0 | 0 | [12 empty] | admin | 2024-12-12 14:25 |  | HM | HM-182 | 604 | OPERATION THEATRE |  |  | 1 | B | 1 |  | N/A | N/A |  | USA |  | MED IMAG ENTERPRISE |  |  | 0 | 0 | 0 | 0 | [5 empty] | KPJ Ipoh Specialist Hospital | 1 | [12 empty] | 2025-07-01 | 2026-07-01 | bar: JUL
454 | H07B100454 | 10208 | BEMS | B | - | ACT | C | H07 | BEMS | ASPIRATORS | ASPIRATORS | BA | OT | L01 | ISH/BE/01887 | 0 |  | 0 | HOSPITAL | 22500 | 0 | 0 | 0 | 0 | 0 | 0 | 0 | 0 | 0 | 0 | 2028-12-07 | 1900-01-01 | 1 | [8 empty] | OT |  |  |  | 0 | 0 | [12 empty] | admin | 2024-12-12 14:25 |  | MEDELA AG | MEDELA BASIC MOBILE | 2038969 | OPERATION THEATRE |  |  | 1 | B | 1 |  | SUP100026 | PRINCIP ENGINEERING | STOR 213246 | USA |  | PRINCIP ENGINEERING |  |  | 0 | 0 | 0 | 0 |  |  |  |  | 2023-07-13 | KPJ Ipoh Specialist Hospital | 1 | [12 empty] | 2025-07-01 | 2026-07-01 | bar: JUL
455 | H07B100455 | 12276 | BEMS | B | - | ACT | N | H07 | BEMS | EXAMINATION LIGHT | EXAMINATION LIGHT | BA | OT | L01 | ISH/BE/01889 | 0 |  | 0 | HOSPITAL | 0 | 0 | 0 | 0 | 0 | 0 | 0 | 0 | 0 | 0 | 0 | 2024-12-07 | 1900-01-01 | 1 | [8 empty] | OT |  |  |  | 0 | 0 | [12 empty] | admin | 2024-12-12 14:25 |  | JIANGSU KELING MEDICAL EQ | KL01L.IILED-I(AC/DC) | 060601173316 | OPERATION THEATRE |  |  | 1 | B | 1 |  | SUP100026 | PRINCIP ENGINEERING |  | CHINA |  | PRINCIP ENGINEERING |  |  | 0 | 0 | 0 | 0 |  |  |  |  | 2023-07-13 | KPJ Ipoh Specialist Hospital | 1 | [12 empty] | 2025-07-01 | 2026-07-01 | bar: JUL
456 | H07B100456 | 12276 | BEMS | B | - | ACT | N | H07 | BEMS | EXAMINATION LIGHT | EXAMINATION LIGHT | BA | OT | L01 | ISH/BE/01890 | 0 |  | 0 | HOSPITAL | 0 | 0 | 0 | 0 | 0 | 0 | 0 | 0 | 0 | 0 | 0 | 2024-12-07 | 1900-01-01 | 1 | [8 empty] | OT |  |  |  | 0 | 0 | [12 empty] | admin | 2024-12-12 14:25 |  | JIANGSU KELING MEDICAL EQ | KL01L.IILED-I(AC/DC) | 060601173318 | OPERATION THEATRE |  |  | 1 | B | 1 |  | SUP100026 | PRINCIP ENGINEERING |  | CHINA |  | PRINCIP ENGINEERING |  |  | 0 | 0 | 0 | 0 |  |  |  |  | 2023-07-13 | KPJ Ipoh Specialist Hospital | 1 | [12 empty] | 2025-07-01 | 2026-07-01 | bar: JUL
457 | H07B100457 | 10447 | BEMS | B | - | ACT | N | H07 | BEMS | BLOOD WARMER | BLOOD WARMER | BA | OT | L01 | ISH/BE/01901 | 0 |  | 0 | HOSPITAL | 0 | 0 | 0 | 0 | 0 | 0 | 0 | 0 | 0 | 0 | 0 |  | 1900-01-01 | 1 | [8 empty] | OT |  |  |  | 0 | 0 | [12 empty] | admin | 2024-12-12 14:25 |  | KEEWEL | FT1800 | 010022308005 | OPERATION THEATRE |  |  | 1 | B | 1 |  | SUP100016 | INSAN BAKTI SDN BHD |  | CHINA |  | INSAN BAKTI SDN BHD |  |  | 0 | 0 | 0 | 0 |  |  |  |  | 2023-07-27 | KPJ Ipoh Specialist Hospital | 1 | [12 empty] | 2025-07-01 | 2026-07-01 | bar: JUL
458 | H07B100458 | 10447 | BEMS | B | - | ACT | C | H07 | BEMS | BLOOD WARMER | BLOOD WARMER | BA | OT | L01 | ISH/BE/01902 | 0 |  | 0 | HOSPITAL | 0 | 0 | 0 | 0 | 0 | 0 | 0 | 0 | 0 | 0 | 0 |  | 1900-01-01 | 1 | [8 empty] | OT |  |  |  | 0 | 0 | [12 empty] | admin | 2024-12-12 14:25 |  | KEEWEL | FT1800 | EN12003028 | OPERATION THEATRE |  |  | 1 | B | 1 |  | SUP100016 | INSAN BAKTI SDN BHD |  | CHINA |  | INSAN BAKTI SDN BHD |  |  | 0 | 0 | 0 | 0 |  |  |  |  | 2023-07-27 | KPJ Ipoh Specialist Hospital | 1 | [12 empty] | 2025-07-01 | 2026-07-01 | bar: JUL
557 | H07B100557 | 10208 | BEMS | B | - | ACT | C | H07 | BEMS | ASPIRATORS | ASPIRATORS | BA | CATHLAB | GF | ISH/BE/00598 | 0 |  | 0 | HOSPITAL | 4000 | 0 | 0 | 0 | 0 | 0 | 0 | 0 | 0 | 0 | 0 |  | 1900-01-01 | 27 | [8 empty] | CATHLAB |  |  |  | 0 | 0 | [12 empty] | admin | 2024-12-12 14:25 |  | AMEDA EGNAL | COMPACT 30II | 609008 | CATHETERIZATION LABORATORY |  |  | 1 | B | 1 |  | HISTOPOINT SND BHD | HISTOPOINT SND BHD |  | JAPAN |  | PRINCIP ENGINEERING |  |  | 0 | 0 | 0 | 0 |  |  |  |  | 1997-07-01 | KPJ Ipoh Specialist Hospital | 1 | [12 empty] | 2025-07-01 | 2026-07-01 | bar: JUL
587 | H07B100587 | 16516 | BEMS | B | - | ACT | C | H07 | BEMS | TEMPORARY EXTERNAL PACEMAKER | TEMPORARY EXTERNAL PACEMAKER | BA | CAOT | L01 | ISH/BE/01281 | 0 |  | 0 | HOSPITAL | 20000 | 0 | 0 | 0 | 0 | 0 | 0 | 0 | 0 | 0 | 0 | 2017-07-01 | 1900-01-01 | 9 | [8 empty] | CAOT |  |  |  | 0 | 0 | [12 empty] | admin | 2024-12-12 14:25 |  | MEDTRONIC | 5392 | DJH010948P |  |  |  | 1 | B | 1 |  | MEDTRONIC INTERNATIONAL,LTD. | MEDTRONIC INTERNATIONAL,LTD. | STOR124457(FA) | USA |  | MED IMAG ENTERPRISE |  |  | 0 | 0 | 0 | 0 |  |  |  |  | 2015-07-21 | KPJ Ipoh Specialist Hospital | 1 | [12 empty] | 2025-07-01 | 2026-07-01 | bar: JUL
589 | H07B100589 | 16718 | BEMS | B | - | ACT | C | H07 | BEMS | STERNAL SAW | STERNAL SAW | BA | CAOT | L01 | ISH/BE/00714 | 0 |  | 0 | HOSPITAL | 20000 | 0 | 0 | 0 | 0 | 0 | 0 | 0 | 0 | 0 | 0 |  | 1900-01-01 | 16 | [8 empty] | CAOT |  |  |  | 0 | 0 | [12 empty] | admin | 2024-12-12 14:25 |  | STRYKER | CORECONSOLE | 823503203 |  |  |  | 1 | B | 1 |  | ETERNITY HEALTHCARE SDN BHD | ETERNITY HEALTHCARE SDN BHD |  | USA |  | PRINCIP ENGINEERING |  |  | 0 | 0 | 0 | 0 |  |  |  |  | 2008-11-13 | KPJ Ipoh Specialist Hospital | 1 | [12 empty] | 2025-07-01 | 2026-07-01 | bar: JUL
606 | H07B100606 | 10208 | BEMS | B | - | ACT | C | H07 | BEMS | ASPIRATORS | ASPIRATORS | BB | CAOT | L01 | ISH/BE/01888 | 0 |  | 0 | HOSPITAL | 22500 | 0 | 0 | 0 | 0 | 0 | 0 | 0 | 0 | 0 | 0 | 2028-12-07 | 1900-01-01 | 1 | [8 empty] | CAOT |  |  |  | 0 | 0 | [12 empty] | admin | 2024-12-12 14:25 |  | MEDELA AG | MEDELA BASIC MOBILE | 1990957 |  |  |  | 1 | B | 1 |  | SUP100026 | PRINCIP ENGINEERING | STOR 213246 | USA |  | PRINCIP ENGINEERING |  |  | 0 | 0 | 0 | 0 |  |  |  |  | 2023-07-13 | KPJ Ipoh Specialist Hospital | 1 | [12 empty] | 2025-07-01 | 2026-07-01 | bar: JUL
611 | H07B100611 | 10208 | BEMS | B | - | ACT | C | H07 | BEMS | ASPIRATORS | ASPIRATORS | BB | DAY CARE | GF | ISH/BE/00209 | 0 |  | 0 | HOSPITAL | 1200 | 0 | 0 | 0 | 0 | 0 | 0 | 0 | 0 | 0 | 0 |  | 1900-01-01 | 18 | [8 empty] | DAY CARE |  |  |  | 0 | 0 | [12 empty] | admin | 2024-12-12 14:25 |  | JHAG | YBSXT-1 | N/A |  |  |  | 1 | B | 1 |  | DIETHELM MALAYSIA SDN BHD | DIETHELM MALAYSIA SDN BHD |  | CHINA |  | PRINCIP ENGINEERING |  |  | 0 | 0 | 0 | 0 |  |  |  |  | 2006-12-01 | KPJ Ipoh Specialist Hospital | 1 | [12 empty] | 2025-07-01 | 2026-07-01 | bar: JUL
657 | H07B100657 | 17663 | BEMS | B | - | ACT | C | H07 | BEMS | GASTROSCOPE | GASTROSCOPE | BB | DIAGNOSTIC CENTRE | L01 | ISH/BE/01512 | 0 |  | 0 | HOSPITAL | 103521.6 | 0 | 0 | 0 | 0 | 0 | 0 | 0 | 0 | 0 | 0 | 2018-04-01 | 1900-01-01 | 7 | [8 empty] | DIAGNOSTIC CENTRE |  |  |  | 0 | 0 | [12 empty] | admin | 2024-12-12 14:25 |  | OLYMPUS | GIF-H190 | 2641171 |  |  |  | 1 | B | 1 |  | OLYMPUS (M) SDN BHD | OLYMPUS (M) SDN BHD |  | JAPAN |  | OLYMPUS (M) SDN BHD |  |  | 0 | 0 | 0 | 0 |  |  |  |  | 2017-04-11 | KPJ Ipoh Specialist Hospital | 1 | [12 empty] | 2025-07-01 | 2026-07-01 | bar: JUL
661 | H07B100661 | 17665 | BEMS | B | - | ACT | C | H07 | BEMS | COLONOSCOPE | COLONOSCOPE | BB | DIAGNOSTIC CENTRE | L01 | ISH/BE/01569 | 0 |  | 0 | HOSPITAL | 116424 | 0 | 0 | 0 | 0 | 0 | 0 | 0 | 0 | 0 | 0 | 2019-05-01 | 1900-01-01 | 6 | [8 empty] | DIAGNOSTIC CENTRE |  |  |  | 0 | 0 | [12 empty] | admin | 2024-12-12 14:25 |  | OLYMPUS | CF-H190L | 2842767 |  |  |  | 1 | B | 1 |  | OLYMPUS (M) SDN BHD | OLYMPUS (M) SDN BHD |  | JAPAN |  | OLYMPUS (M) SDN BHD |  |  | 0 | 0 | 0 | 0 |  |  |  |  | 2018-05-04 | KPJ Ipoh Specialist Hospital | 1 | [12 empty] | 2025-07-01 | 2026-07-01 | bar: JUL
666 | H07B100666 | - | BEMS | B | - | ACT | C | H07 | BEMS | ELECTRICAL SPHYGMOMANOMETER | ELECTRICAL SPHYGMOMANOMETER | BB | DIAGNOSTIC CENTRE | L01 | ISH/BE/00838 | 0 |  | 0 | HOSPITAL | 220 | 0 | 0 | 0 | 0 | 0 | 0 | 0 | 0 | 0 | 0 | 2011-07-01 | 1900-01-01 | 14 | [8 empty] | DIAGNOSTIC CENTRE |  |  |  | 0 | 0 | [12 empty] | admin | 2024-12-12 14:25 |  | ELEPHANT | DXJ-210 | J2101007350 |  |  |  | 1 | B | 1 |  | BEC ENGINEERING SDN BHD | BEC ENGINEERING SDN BHD |  | CHINA |  | BEMS ISH |  |  | 0 | 0 | 0 | 0 |  |  |  |  | 2010-07-24 | KPJ Ipoh Specialist Hospital | 1 | [12 empty] | 2025-07-01 | 2026-07-01 | bar: JUL
671 | H07B100671 | 15967 | BEMS | B | - | ACT | C | H07 | BEMS | MONITOR LCD | MONITOR LCD | BB | DIAGNOSTIC CENTRE | L01 | ISH/BE/01073 | 0 |  | 0 | HOSPITAL | 173825 | 0 | 0 | 0 | 0 | 0 | 0 | 0 | 0 | 0 | 0 | 2014-01-01 | 1900-01-01 | 11 | [8 empty] | DIAGNOSTIC CENTRE |  |  |  | 0 | 0 | [12 empty] | admin | 2024-12-12 14:25 |  | OLYMPUS | OEV261H | 7244998 |  |  |  | 1 | B | 1 |  | ENDODYNAMICS (M) SDN.BHD | ENDODYNAMICS (M) SDN.BHD | STOR 101775 (FA) | JAPAN |  | OLYMPUS (M) SDN BHD |  |  | 0 | 0 | 0 | 0 |  |  |  |  | 2013-01-17 | KPJ Ipoh Specialist Hospital | 1 | [12 empty] | 2025-07-01 | 2026-07-01 | bar: JUL
672 | H07B100672 | 18034 | BEMS | B | - | ACT | C | H07 | BEMS | VIDEO PROCESSOR | VIDEO PROCESSOR | BB | DIAGNOSTIC CENTRE | L01 | ISH/BE/01074 | 0 |  | 0 | HOSPITAL | 0 | 0 | 0 | 0 | 0 | 0 | 0 | 0 | 0 | 0 | 0 | 2014-01-01 | 1900-01-01 | 11 | [8 empty] | DIAGNOSTIC CENTRE |  |  |  | 0 | 0 | [12 empty] | admin | 2024-12-12 14:25 |  | OLYMPUS | CV-190 | 7254799 |  |  |  | 1 | B | 1 |  | ENDODYNAMICS (M) SDN.BHD | ENDODYNAMICS (M) SDN.BHD | STOR 101775 (FA) | JAPAN |  | OLYMPUS (M) SDN BHD |  |  | 0 | 0 | 0 | 0 |  |  |  |  | 2013-01-17 | KPJ Ipoh Specialist Hospital | 1 | [12 empty] | 2025-07-01 | 2026-07-01 | bar: JUL
673 | H07B100673 | 12340 | BEMS | B | - | ACT | C | H07 | BEMS | LIGHT SOURCE | LIGHT SOURCE | BB | DIAGNOSTIC CENTRE | L01 | ISH/BE/01075 | 0 |  | 0 | HOSPITAL | 0 | 0 | 0 | 0 | 0 | 0 | 0 | 0 | 0 | 0 | 0 | 2014-01-01 | 1900-01-01 | 11 | [8 empty] | DIAGNOSTIC CENTRE |  |  |  | 0 | 0 | [12 empty] | admin | 2024-12-12 14:25 |  | OLYMPUS | CLV-190 | 7234912 |  |  |  | 1 | B | 1 |  | ENDODYNAMICS (M) SDN.BHD | ENDODYNAMICS (M) SDN.BHD | STOR 101775 (FA) | JAPAN |  | OLYMPUS (M) SDN BHD |  |  | 0 | 0 | 0 | 0 |  |  |  |  | 2013-01-17 | KPJ Ipoh Specialist Hospital | 1 | [12 empty] | 2025-07-01 | 2026-07-01 | bar: JUL
675 | H07B100675 | 18034 | BEMS | B | - | ACT | C | H07 | BEMS | VIDEO PROCESSOR | VIDEO PROCESSOR | BB | DIAGNOSTIC CENTRE | L01 | ISH/BE/01259 | 0 |  | 0 | HOSPITAL | 91600 | 0 | 0 | 0 | 0 | 0 | 0 | 0 | 0 | 0 | 0 | 2017-05-01 | 1900-01-01 | 9 | [8 empty] | DIAGNOSTIC CENTRE |  |  |  | 0 | 0 | [12 empty] | admin | 2024-12-12 14:25 |  | OLYMPUS | CV-190 | 7500102 |  |  |  | 1 | B | 1 |  | OLYMPUS (M) SDN BHD | OLYMPUS (M) SDN BHD | STOR 120876 (FA) | JAPAN |  | OLYMPUS (M) SDN BHD |  |  | 0 | 0 | 0 | 0 |  |  |  |  | 2015-05-13 | KPJ Ipoh Specialist Hospital | 1 | [12 empty] | 2025-07-01 | 2026-07-01 | bar: JUL
676 | H07B100676 | 12340 | BEMS | B | - | ACT | C | H07 | BEMS | LIGHT SOURCE | LIGHT SOURCE | BB | DIAGNOSTIC CENTRE | L01 | ISH/BE/01260 | 0 |  | 0 | HOSPITAL | 46100 | 0 | 0 | 0 | 0 | 0 | 0 | 0 | 0 | 0 | 0 | 2017-05-01 | 1900-01-01 | 9 | [8 empty] | DIAGNOSTIC CENTRE |  |  |  | 0 | 0 | [12 empty] | admin | 2024-12-12 14:25 |  | OLYMPUS | CLV-190 | 7458094 |  |  |  | 1 | B | 1 |  | OLYMPUS (M) SDN BHD | OLYMPUS (M) SDN BHD | STOR 120876 (FA) | JAPAN |  | OLYMPUS (M) SDN BHD |  |  | 0 | 0 | 0 | 0 |  |  |  |  | 2015-05-13 | KPJ Ipoh Specialist Hospital | 1 | [12 empty] | 2025-07-01 | 2026-07-01 | bar: JUL
677 | H07B100677 | 15967 | BEMS | B | - | ACT | C | H07 | BEMS | MONITOR LCD | MONITOR LCD | BB | DIAGNOSTIC CENTRE | L01 | ISH/BE/01261 | 0 |  | 0 | HOSPITAL | 31400 | 0 | 0 | 0 | 0 | 0 | 0 | 0 | 0 | 0 | 0 | 2017-05-01 | 1900-01-01 | 9 | [8 empty] | DIAGNOSTIC CENTRE |  |  |  | 0 | 0 | [12 empty] | admin | 2024-12-12 14:25 |  | OLYMPUS | OEV-262H | 7418014 |  |  |  | 1 | B | 1 |  | OLYMPUS (M) SDN BHD | OLYMPUS (M) SDN BHD | STOR 120876 (FA) | JAPAN |  | OLYMPUS (M) SDN BHD |  |  | 0 | 0 | 0 | 0 |  |  |  |  | 2015-05-13 | KPJ Ipoh Specialist Hospital | 1 | [12 empty] | 2025-07-01 | 2026-07-01 | bar: JUL
678 | H07B100678 | - | BEMS | B | - | ACT | C | H07 | BEMS | FLUSHING SYSTEM | FLUSHING SYSTEM | BB | DIAGNOSTIC CENTRE | L01 | ISH/BE/01263 | 0 |  | 0 | HOSPITAL | 8800 | 0 | 0 | 0 | 0 | 0 | 0 | 0 | 0 | 0 | 0 | 2017-05-01 | 1900-01-01 | 9 | [8 empty] | DIAGNOSTIC CENTRE |  |  |  | 0 | 0 | [12 empty] | admin | 2024-12-12 14:25 |  | OLYMPUS | OFP-2 | 21424038 |  |  |  | 1 | B | 1 |  | OLYMPUS (M) SDN BHD | OLYMPUS (M) SDN BHD | STOR 120876 (FA) | JAPAN |  | OLYMPUS (M) SDN BHD |  |  | 0 | 0 | 0 | 0 |  |  |  |  | 2015-05-13 | KPJ Ipoh Specialist Hospital | 1 | [12 empty] | 2025-07-01 | 2026-07-01 | bar: JUL
688 | H07B100688 | 17665 | BEMS | B | - | ACT | C | H07 | BEMS | COLONOSCOPE | COLONOSCOPE | BB | DIAGNOSTIC CENTRE | L01 | ISH/BE/01688 | 0 |  | 0 | HOSPITAL | 135815.68 | 0 | 0 | 0 | 0 | 0 | 0 | 0 | 0 | 0 | 0 |  | 1900-01-01 | 2 | [8 empty] | DIAGNOSTIC CENTRE |  |  |  | 0 | 0 | [12 empty] | admin | 2024-12-12 14:25 |  | OLYMPUS | CF-HQ190L | 2187759 |  |  |  | 1 | B | 1 |  | OLYMPUS (M) SDN BHD | OLYMPUS (M) SDN BHD | STOR 202318 | JAPAN |  | OLYMPUS (M) SDN BHD |  |  | 0 | 0 | 0 | 0 |  |  |  |  | 2022-07-20 | KPJ Ipoh Specialist Hospital | 1 | [12 empty] | 2025-07-01 | 2026-07-01 | bar: JUL
739 | H07B100739 | 10208 | BEMS | B | - | ACT | C | H07 | BEMS | ASPIRATORS | ASPIRATORS | BA | DIAGNOSTIC IMAGING | L01 | ISH/BE/00341 | 0 |  | 0 | HOSPITAL | 3500 | 0 | 0 | 0 | 0 | 0 | 0 | 0 | 0 | 0 | 0 |  | 1900-01-01 | 2024 | [8 empty] | DIAGNOSTIC IMAGING |  |  |  | 0 | 0 | [12 empty] | admin | 2024-12-12 14:25 |  | AMEDA EGNAL | COMPACT 30II | AD 309024 |  |  |  | 1 | B | 1 |  | HISTOPOINT SND BHD | HISTOPOINT SND BHD |  | JAPAN |  | PRINCIP ENGINEERING |  |  | 0 | 0 | 0 | 0 |  |  |  |  | 2000-01-01 | KPJ Ipoh Specialist Hospital | 1 | [12 empty] | 2025-07-01 | 2026-07-01 | bar: JUL
746 | H07B100746 | 12276 | BEMS | B | - | ACT | N | H07 | BEMS | EXAMINATION LIGHT | EXAMINATION LIGHT | BA | DIAGNOSTIC IMAGING | L01 | ISH/BE/00344 | 0 |  | 0 | HOSPITAL | 500 | 0 | 0 | 0 | 0 | 0 | 0 | 0 | 0 | 0 | 0 |  | 1900-01-01 | 2024 | [8 empty] | DIAGNOSTIC IMAGING |  |  |  | 0 | 0 | [12 empty] | admin | 2024-12-12 14:25 |  | EASTERN MEDICAL | 4193 | 1028408 |  |  |  | 1 | B | 1 |  | HISTOPOINT SND BHD | HISTOPOINT SND BHD |  | CHINA |  | PRINCIP ENGINEERING |  |  | 0 | 0 | 0 | 0 |  |  |  |  | 2000-01-01 | KPJ Ipoh Specialist Hospital | 1 | [12 empty] | 2025-07-01 | 2026-07-01 | bar: JUL
757 | H07B100757 | 10208 | BEMS | B | - | ACT | C | H07 | BEMS | ASPIRATORS | ASPIRATORS | BA | DIAGNOSTIC IMAGING | L01 | ISH/BE/00033 | 0 |  | 0 | HOSPITAL | 6800 | 0 | 0 | 0 | 0 | 0 | 0 | 0 | 0 | 0 | 0 |  | 1900-01-01 | 30 | [8 empty] | DIAGNOSTIC IMAGING |  |  |  | 0 | 0 | [12 empty] | admin | 2024-12-12 14:25 |  | AMEDA EGNAL | COMPACT 30II | AD 409024 |  |  |  | 1 | B | 1 |  | HISTOPOINT SND BHD | HISTOPOINT SND BHD |  | JAPAN |  | PRINCIP ENGINEERING |  |  | 0 | 0 | 0 | 0 |  |  |  |  | 1994-08-09 | KPJ Ipoh Specialist Hospital | 1 | [12 empty] | 2025-07-01 | 2026-07-01 | bar: JUL
886 | H07B100886 | 10208 | BEMS | B | - | ACT | N | H07 | BEMS | ASPIRATORS | ASPIRATORS | BA | PHYSIOTHERAPY | GF | ISH/BE/00824 | 0 |  | 0 | HOSPITAL | 1600 | 0 | 0 | 0 | 0 | 0 | 0 | 0 | 0 | 0 | 0 | 2011-06-01 | 1900-01-01 | 14 | [8 empty] | PHYSIOTHERAPY |  |  |  | 0 | 0 | [12 empty] | admin | 2024-12-12 14:25 |  | STURDY | 7E-D | 9060080 |  |  |  | 1 | B | 1 |  | RITZ MEDICAL SDN BHD | RITZ MEDICAL SDN BHD |  | CHINA |  | PRINCIP ENGINEERING |  |  | 0 | 0 | 0 | 0 |  |  |  |  | 2010-06-15 | KPJ Ipoh Specialist Hospital | 1 | [12 empty] | 2025-07-01 | 2026-07-01 | bar: JUL
915 | H07B100915 | - | BEMS | B | - | ACT | C | H07 | BEMS | ULTRASOUND THERAPY UNIT | ULTRASOUND THERAPY UNIT | BA | PHYSIOTHERAPY | GF | ISH/BE/01886 | 0 |  | 0 | HOSPITAL | 13000 | 0 | 0 | 0 | 0 | 0 | 0 | 0 | 0 | 0 | 0 | 2025-11-07 | 1900-01-01 | 1 | [8 empty] | PHYSIOTHERAPY |  |  |  | 0 | 0 | [12 empty] | admin | 2024-12-12 14:25 |  | BTL | BTL-4710 PREMIUM | 058P0B024742 |  |  |  | 1 | B | 1 |  | BTL INDUSTRIES MALAYSIA SDN BHD | BTL INDUSTRIES MALAYSIA SDN BHD | STOR 214542 | USA |  | BTL INDUSTRIES MALAYSIA SDN BHD |  |  | 0 | 0 | 0 | 0 |  |  |  |  | 2023-12-07 | KPJ Ipoh Specialist Hospital | 1 | [12 empty] | 2025-07-01 | 2026-07-01 | bar: JUL
1004 | H07B101004 | 12282 | BEMS | B | - | ACT | C | H07 | BEMS | OPERATION LIGHT | OPERATION LIGHT | BA | WARD 1 | L01 | ISH/BE/01592 | 0 |  | 0 | HOSPITAL | 43000 | 0 | 0 | 0 | 0 | 0 | 0 | 0 | 0 | 0 | 0 | 2021-04-01 | 1900-01-01 | 5 | [8 empty] | WARD 1 |  |  |  | 0 | 0 | [12 empty] | admin | 2024-12-12 14:25 |  | ETKINS | ETKINS C16 ET MASTER | 2019/E004 | WARD 1 |  |  | 1 | B | 1 |  | GETZ HEALTHCARE (M) SDN BHD | GETZ HEALTHCARE (M) SDN BHD | STOR 169052 | TURKEY |  | PRINCIP ENGINEERING |  |  | 0 | 0 | 0 | 0 |  |  |  |  | 2019-04-26 | KPJ Ipoh Specialist Hospital | 1 | [12 empty] | 2025-07-01 | 2026-07-01 | bar: JUL
1011 | H07B101011 | 17148 | BEMS | B | - | ACT | C | H07 | BEMS | OXIMETERS, PULSE | OXIMETERS, PULSE | BA | WARD 1 | L01 | ISH/BE/01381 | 0 |  | 0 | HOSPITAL | 7000 | 0 | 0 | 0 | 0 | 0 | 0 | 0 | 0 | 0 | 0 | 2017-04-01 | 1900-01-01 | 8 | [8 empty] | WARD 1 |  |  |  | 0 | 0 | [12 empty] | admin | 2024-12-12 14:25 |  | MASIMO | R2932-RADICAL7TS | 239142 | WARD 1 |  |  | 1 | B | 1 |  | RESPIMEDIC SDN BHD | RESPIMEDIC SDN BHD | STOR 130972 (FA) | USA |  | PRINCIP ENGINEERING |  |  | 0 | 0 | 0 | 0 |  |  |  |  | 2016-04-20 | KPJ Ipoh Specialist Hospital | 1 | [12 empty] | 2025-07-01 | 2026-07-01 | bar: JUL
1012 | H07B101012 | 17148 | BEMS | B | - | ACT | C | H07 | BEMS | OXIMETERS, PULSE | OXIMETERS, PULSE | BA | WARD 1 | L01 | ISH/BE/01382 | 0 |  | 0 | HOSPITAL | 7000 | 0 | 0 | 0 | 0 | 0 | 0 | 0 | 0 | 0 | 0 | 2017-04-01 | 1900-01-01 | 8 | [8 empty] | WARD 1 |  |  |  | 0 | 0 | [12 empty] | admin | 2024-12-12 14:25 |  | MASIMO | R2932-RADICAL7TS | 225816 | WARD 1 |  |  | 1 | B | 1 |  | RESPIMEDIC SDN BHD | RESPIMEDIC SDN BHD | STOR 130972 (FA) | USA |  | PRINCIP ENGINEERING |  |  | 0 | 0 | 0 | 0 |  |  |  |  | 2016-04-20 | KPJ Ipoh Specialist Hospital | 1 | [12 empty] | 2025-07-01 | 2026-07-01 | bar: JUL
1013 | H07B101013 | 17148 | BEMS | B | - | ACT | C | H07 | BEMS | OXIMETERS, PULSE | OXIMETERS, PULSE | BA | WARD 1 | L01 | ISH/BE/01383 | 0 |  | 0 | HOSPITAL | 7000 | 0 | 0 | 0 | 0 | 0 | 0 | 0 | 0 | 0 | 0 | 2017-04-01 | 1900-01-01 | 8 | [8 empty] | WARD 1 |  |  |  | 0 | 0 | [12 empty] | admin | 2024-12-12 14:25 |  | MASIMO | R2932-RADICAL7TS | 227008 | WARD 1 |  |  | 1 | B | 1 |  | RESPIMEDIC SDN BHD | RESPIMEDIC SDN BHD | STOR 130972 (FA) | USA |  | PRINCIP ENGINEERING |  |  | 0 | 0 | 0 | 0 |  |  |  |  | 2016-04-20 | KPJ Ipoh Specialist Hospital | 1 | [12 empty] | 2025-07-01 | 2026-07-01 | bar: JUL
1014 | H07B101014 | 17148 | BEMS | B | - | ACT | C | H07 | BEMS | OXIMETERS, PULSE | OXIMETERS, PULSE | BA | WARD 1 | L01 | ISH/BE/01384 | 0 |  | 0 | HOSPITAL | 7000 | 0 | 0 | 0 | 0 | 0 | 0 | 0 | 0 | 0 | 0 | 2017-04-01 | 1900-01-01 | 8 | [8 empty] | WARD 1 |  |  |  | 0 | 0 | [12 empty] | admin | 2024-12-12 14:25 |  | MASIMO | R2932-RADICAL7TS | 236626 | WARD 1 |  |  | 1 | B | 1 |  | RESPIMEDIC SDN BHD | RESPIMEDIC SDN BHD | STOR 130972 (FA) | USA |  | PRINCIP ENGINEERING |  |  | 0 | 0 | 0 | 0 |  |  |  |  | 2016-04-20 | KPJ Ipoh Specialist Hospital | 1 | [12 empty] | 2025-07-01 | 2026-07-01 | bar: JUL
1015 | H07B101015 | 17148 | BEMS | B | - | ACT | C | H07 | BEMS | OXIMETERS, PULSE | OXIMETERS, PULSE | BA | WARD 1 | L01 | ISH/BE/01385 | 0 |  | 0 | HOSPITAL | 7000 | 0 | 0 | 0 | 0 | 0 | 0 | 0 | 0 | 0 | 0 | 2017-04-01 | 1900-01-01 | 8 | [8 empty] | WARD 1 |  |  |  | 0 | 0 | [12 empty] | admin | 2024-12-12 14:25 |  | MASIMO | R2932-RADICAL7TS | 242994 | WARD 1 |  |  | 1 | B | 1 |  | RESPIMEDIC SDN BHD | RESPIMEDIC SDN BHD | STOR 130972 (FA) | USA |  | PRINCIP ENGINEERING |  |  | 0 | 0 | 0 | 0 |  |  |  |  | 2016-04-20 | KPJ Ipoh Specialist Hospital | 1 | [12 empty] | 2025-07-01 | 2026-07-01 | bar: JUL
1016 | H07B101016 | 17148 | BEMS | B | - | ACT | C | H07 | BEMS | OXIMETERS, PULSE | OXIMETERS, PULSE | BA | WARD 1 | L01 | ISH/BE/01386 | 0 |  | 0 | HOSPITAL | 7000 | 0 | 0 | 0 | 0 | 0 | 0 | 0 | 0 | 0 | 0 | 2017-04-01 | 1900-01-01 | 8 | [8 empty] | WARD 1 |  |  |  | 0 | 0 | [12 empty] | admin | 2024-12-12 14:25 |  | MASIMO | R2932-RADICAL7TS | 239960 | WARD 1 |  |  | 1 | B | 1 |  | RESPIMEDIC SDN BHD | RESPIMEDIC SDN BHD | STOR 130972 (FA) | USA |  | PRINCIP ENGINEERING |  |  | 0 | 0 | 0 | 0 |  |  |  |  | 2016-04-20 | KPJ Ipoh Specialist Hospital | 1 | [12 empty] | 2025-07-01 | 2026-07-01 | bar: JUL
1017 | H07B101017 | - | BEMS | B | - | ACT | C | H07 | BEMS | FETAL DOPPLER | FETAL DOPPLER | BA | WARD 1 | L01 | ISH/BE/00991 | 0 |  | 0 | HOSPITAL | 1200 | 0 | 0 | 0 | 0 | 0 | 0 | 0 | 0 | 0 | 0 | 2012-05-01 | 1900-01-01 | 13 | [8 empty] | WARD 1 |  |  |  | 0 | 0 | [12 empty] | admin | 2024-12-12 14:25 |  | EDAN | SONOTRAX BASIC A | STAB10C94091A | WARD 1 |  |  | 1 | B | 1 |  | IPOH JAYA MEDIC ENTERPRISE | IPOH JAYA MEDIC ENTERPRISE |  | CHINA |  | PRINCIP ENGINEERING |  |  | 0 | 0 | 0 | 0 |  |  |  |  | 2010-05-28 | KPJ Ipoh Specialist Hospital | 1 | [12 empty] | 2025-07-01 | 2026-07-01 | bar: JUL
1018 | H07B101018 | - | BEMS | B | - | ACT | C | H07 | BEMS | FETAL DOPPLER | FETAL DOPPLER | BA | WARD 1 | L01 | ISH/BE/01593 | 0 |  | 0 | HOSPITAL | 800 | 0 | 0 | 0 | 0 | 0 | 0 | 0 | 0 | 0 | 0 | 2020-07-01 | 1900-01-01 | 5 | [8 empty] | WARD 1 |  |  |  | 0 | 0 | [12 empty] | admin | 2024-12-12 14:25 |  | CONTEC | SONOLINE C2 | FG1301200059 | WARD 1 |  |  | 1 | B | 1 |  | HARMONI JAYA | HARMONI JAYA |  | CHINA |  | PRINCIP ENGINEERING |  |  | 0 | 0 | 0 | 0 |  |  |  |  | 2019-07-13 | KPJ Ipoh Specialist Hospital | 1 | [12 empty] | 2025-07-01 | 2026-07-01 | bar: JUL
1057 | H07B101057 | - | BEMS | B | - | ACT | C | H07 | BEMS | FETAL DOPPLER | FETAL DOPPLER | BA | WARD 1 | L01 | ISH/BE/01898 | 0 |  | 0 | HOSPITAL | 1500 | 0 | 0 | 0 | 0 | 0 | 0 | 0 | 0 | 0 | 0 |  | 1900-01-01 | 1 | [8 empty] | WARD 1 |  |  |  | 0 | 0 | [12 empty] | admin | 2024-12-12 14:25 |  | EDAN | SONOTRAX BASIC A | 560042-M22311880008 | WARD 1 |  |  | 1 | B | 1 |  | HARMONI JAYA | HARMONI JAYA | STOR 215401 | USA |  | HARMONI JAYA |  |  | 0 | 0 | 0 | 0 |  |  |  |  | 2023-07-26 | KPJ Ipoh Specialist Hospital | 1 | [12 empty] | 2025-07-01 | 2026-07-01 | bar: JUL
1058 | H07B101058 | - | BEMS | B | - | ACT | C | H07 | BEMS | FETAL DOPPLER | FETAL DOPPLER | BA | WARD 1 | L01 | ISH/BE/01899 | 0 |  | 0 | HOSPITAL | 1500 | 0 | 0 | 0 | 0 | 0 | 0 | 0 | 0 | 0 | 0 |  | 1900-01-01 | 1 | [8 empty] | WARD 1 |  |  |  | 0 | 0 | [12 empty] | admin | 2024-12-12 14:25 |  | EDAN | SONOTRAX BASIC A | 560042-M22311880007 | WARD 1 |  |  | 1 | B | 1 |  | HARMONI JAYA | HARMONI JAYA | STOR 215401 | USA |  | HARMONI JAYA |  |  | 0 | 0 | 0 | 0 |  |  |  |  | 2023-07-26 | KPJ Ipoh Specialist Hospital | 1 | [12 empty] | 2025-07-01 | 2026-07-01 | bar: JUL
1069 | H07B101069 | 10208 | BEMS | B | - | ACT | C | H07 | BEMS | ASPIRATORS | ASPIRATORS | BB | WARD 7B | L03 | ISH/BE/00043 | 0 |  | 0 | HOSPITAL | 12002 | 0 | 0 | 0 | 0 | 0 | 0 | 0 | 0 | 0 | 0 |  | 1900-01-01 | 18 | [8 empty] | WARD 7B |  |  |  | 0 | 0 | [12 empty] | admin | 2024-12-12 14:25 |  | STURDY | SS-100 | 315492895 | WARD 7B |  |  | 1 | B | 1 |  | RITZ MEDICAL SDN BHD | RITZ MEDICAL SDN BHD |  | CHINA |  | PRINCIP ENGINEERING |  |  | 0 | 0 | 0 | 0 |  |  |  |  | 2006-10-16 | KPJ Ipoh Specialist Hospital | 1 | [12 empty] | 2025-07-01 | 2026-07-01 | bar: JUL
1081 | H07B101081 | 13217 | BEMS | B | - | ACT | N | H07 | BEMS | SYRINGE PUMP | SYRINGE PUMP | BB | WARD 7B | L03 | ISH/BE/01711 | 0 |  | 0 | HOSPITAL | 3450 | 0 | 0 | 0 | 0 | 0 | 0 | 0 | 0 | 0 | 0 | 2024-08-01 | 1900-01-01 | 2 | [8 empty] | WARD 7B |  |  |  | 0 | 0 | [12 empty] | admin | 2024-12-12 14:25 |  | TERUMO | TE*SS730N02 | 2109012163 | WARD 7B |  |  | 1 | B | 1 |  | SUMMIT COMPANY (M) SDN BHD | SUMMIT COMPANY (M) SDN BHD | STOR 204569 | JAPAN |  | SUMMIT COMPANY (MALAYSIA) SDN BHD |  |  | 0 | 0 | 0 | 0 |  |  |  |  | 2022-08-30 | KPJ Ipoh Specialist Hospital | 1 | [12 empty] | 2025-07-01 | 2026-07-01 | bar: JUL
1107 | H07B101107 | 10208 | BEMS | B | - | ACT | C | H07 | BEMS | ASPIRATORS | ASPIRATORS | BA | WARD 3 | L02 | ISH/BE/01279 | 0 |  | 0 | HOSPITAL | 560 | 0 | 0 | 0 | 0 | 0 | 0 | 0 | 0 | 0 | 0 | 2015-06-01 | 1900-01-01 | 9 | [8 empty] | WARD 3 |  |  |  | 0 | 0 | [12 empty] | admin | 2024-12-12 14:25 |  | YUWELL | 7E-A | 7EA0197 | WARD 3 |  |  | 1 | B | 1 |  | HARMONI JAYA | HARMONI JAYA | STOR 123911(FA) | CHINA |  | PRINCIP ENGINEERING |  |  | 0 | 0 | 0 | 0 |  |  |  |  | 2015-06-26 | KPJ Ipoh Specialist Hospital | 1 | [12 empty] | 2025-07-01 | 2026-07-01 | bar: JUL
1111 | H07B101111 | 10208 | BEMS | B | - | ACT | C | H07 | BEMS | ASPIRATORS | ASPIRATORS | BA | WARD 3 | L02 | ISH/BE/01564 | 0 |  | 0 | HOSPITAL | 675 | 0 | 0 | 0 | 0 | 0 | 0 | 0 | 0 | 0 | 0 | 2019-02-01 | 1900-01-01 | 0 | [8 empty] | WARD 3 |  |  |  | 0 | 0 | [12 empty] | admin | 2024-12-12 14:25 |  | YUWELL | 7EC | 7EC17735 | WARD 3 |  |  | 1 | B | 1 |  | HARMONI JAYA | HARMONI JAYA | STOR155715 | CHINA |  | PRINCIP ENGINEERING |  |  | 0 | 0 | 0 | 0 |  |  |  |  | 2018-02-20 | KPJ Ipoh Specialist Hospital | 1 | [12 empty] | 2025-07-01 | 2026-07-01 | bar: JUL
1127 | H07B101127 | 10208 | BEMS | B | - | ACT | C | H07 | BEMS | ASPIRATORS | ASPIRATORS | BA | WARD 5 | L02 | ISH/BE/01197 | 0 |  | 0 | HOSPITAL | 1500 | 0 | 0 | 0 | 0 | 0 | 0 | 0 | 0 | 0 | 0 | 2015-11-01 | 1900-01-01 | 10 | [8 empty] | WARD 5 |  |  |  | 0 | 0 | [12 empty] | admin | 2024-12-12 14:25 |  | STURDY | 7E-D | 00001 | WARD 5 |  |  | 1 | B | 1 |  | RITZ MEDICAL SUPPLIES | RITZ MEDICAL SUPPLIES | STOR 118292(FA) | CHINA |  | PRINCIP ENGINEERING |  |  | 0 | 0 | 0 | 0 |  |  |  |  | 2014-11-10 | KPJ Ipoh Specialist Hospital | 1 | [12 empty] | 2025-07-01 | 2026-07-01 | bar: JUL
1128 | H07B101128 | 10208 | BEMS | B | - | ACT | C | H07 | BEMS | ASPIRATORS | ASPIRATORS | BA | WARD 5 | L02 | ISH/BE/01280 | 0 |  | 0 | HOSPITAL | 580 | 0 | 0 | 0 | 0 | 0 | 0 | 0 | 0 | 0 | 0 | 2016-06-01 | 1900-01-01 | 9 | [8 empty] | WARD 5 |  |  |  | 0 | 0 | [12 empty] | admin | 2024-12-12 14:25 |  | YUWELL | 7E-A | 7EC014 | WARD 5 |  |  | 1 | B | 1 |  | HARMONI JAYA | HARMONI JAYA | STOR 124037(FA) | CHINA |  | PRINCIP ENGINEERING |  |  | 0 | 0 | 0 | 0 |  |  |  |  | 2015-06-27 | KPJ Ipoh Specialist Hospital | 1 | [12 empty] | 2025-07-01 | 2026-07-01 | bar: JUL
1178 | H07B101178 | 13461 | BEMS | B | - | ACT | N | H07 | BEMS | WEIGHING SCALES | WEIGHING SCALES | BA | WARD 2 | L02 | ISH/BE/02028 | 0 |  |  | HOSPITAL | 3600 | 0 | 0 | 0 | 0 | 0 | 0 | 0 | 0 | 0 | 0 | 2029-07-25 | 1900-01-01 | 0 | [8 empty] | WARD 2 |  |  |  | 0 | 0 | [12 empty] | admin | 2024-12-12 14:25 |  | MARSDEN | M-125 | 22401326 | WARD 2 |  |  | 1 | B | 1 |  | SUP100026 | PRINCIP ENGINEERING | STOR 228136 | UK |  | PRINCIP ENGINEERING |  |  | 0 | 0 | 0 | 0 |  |  |  |  | 2024-07-26 | KPJ Ipoh Specialist Hospital | 1 | [12 empty] | 2025-07-01 | 2026-07-01 | bar: JUL
1212 | H07B101212 | 10208 | BEMS | B | - | ACT | N | H07 | BEMS | ASPIRATORS | ASPIRATORS | BA | WARD 6 | L04 | ISH/BE/00976 | 0 |  | 0 | HOSPITAL | 1580 | 0 | 0 | 0 | 0 | 0 | 0 | 0 | 0 | 0 | 0 | 2012-04-01 | 1900-01-01 | 13 | [8 empty] | WARD 6 |  |  |  | 0 | 0 | [12 empty] | admin | 2024-12-12 14:25 |  | STURDY | 7E-D | 00002 | WARD 6 |  |  | 1 | B | 1 |  | RITZ MEDICAL SUPPLIES | RITZ MEDICAL SUPPLIES | STOR099709 | CHINA |  | PRINCIP ENGINEERING |  |  | 0 | 0 | 0 | 0 |  |  |  |  | 2011-04-22 | KPJ Ipoh Specialist Hospital | 1 | [12 empty] | 2025-07-01 | 2026-07-01 | bar: JUL
1215 | H07B101215 | - | BEMS | B | - | ACT | N | H07 | BEMS | CAST SAW | CAST SAW | BA | WARD 6 | L03 | ISH/BE/01052 | 0 |  | 0 | HOSPITAL | 12000 | 0 | 0 | 0 | 0 | 0 | 0 | 0 | 0 | 0 | 0 | 2013-04-01 | 1900-01-01 | 12 | [8 empty] | WARD 6 |  |  |  | 0 | 0 | [12 empty] | admin | 2024-12-12 14:25 |  | OSCIMED | 2000 | 215001 | WARD 6 |  |  | 1 | B | 1 |  | ROBO MEIDIX ENTERPRISE | ROBO MEIDIX ENTERPRISE | STOR 96165 (FA) | USA |  | PRINCIP ENGINEERING |  |  | 0 | 0 | 0 | 0 |  |  |  |  | 2012-04-25 | KPJ Ipoh Specialist Hospital | 1 | [12 empty] | 2025-07-01 | 2026-07-01 | bar: JUL
1222 | H07B101222 | 13217 | BEMS | B | - | ACT | C | H07 | BEMS | SYRINGE PUMP | SYRINGE PUMP | BA | WARD 6 | L03 | ISH/BE/01714 | 0 |  | 0 | HOSPITAL | 3450 | 0 | 0 | 0 | 0 | 0 | 0 | 0 | 0 | 0 | 0 | 2024-08-01 | 1900-01-01 | 2 | [8 empty] | WARD 6 |  |  |  | 0 | 0 | [12 empty] | admin | 2024-12-12 14:25 |  | TERUMO | TE*SS730N02 | 2109012245 | WARD 6 |  |  | 1 | B | 1 |  | SUMMIT COMPANY (M) SDN BHD | SUMMIT COMPANY (M) SDN BHD | STOR 204569 | JAPAN |  | SUMMIT COMPANY (MALAYSIA) SDN BHD |  |  | 0 | 0 | 0 | 0 |  |  |  |  | 2022-08-30 | KPJ Ipoh Specialist Hospital | 1 | [12 empty] | 2025-07-01 | 2026-07-01 | bar: JUL
1106 | H07B101106 | 10208 | BEMS | B | - | ACT | C | H07 | BEMS | ASPIRATORS | ASPIRATORS | BA | WARD 6 | L02 | ISH/BE/01278 | 0 |  | 0 | HOSPITAL | 560 | 0 | 0 | 0 | 0 | 0 | 0 | 0 | 0 | 0 | 0 | 2015-06-01 | 1900-01-01 | 9 | [8 empty] | WARD 3 |  |  |  | 0 | 0 | [12 empty] | admin | 2024-12-12 14:25 |  | YUWELL | 7E-A | 7EA0196 | WARD 3 |  |  | 1 | B | 1 |  | HARMONI JAYA | HARMONI JAYA | STOR 123911(FA) | CHINA |  | PRINCIP ENGINEERING |  |  | 0 | 0 | 0 | 0 |  |  |  |  | 2015-06-26 | KPJ Ipoh Specialist Hospital | 1 | [12 empty] | 2025-07-01 | 2026-07-01 | bar: JUL
106 | H07B100106 | 10969 | BEMS | B | - | ACT | C | H07 | BEMS | DVT PUMP | DVT PUMP | BA | ICU | L01 | ISH/BE/00690 | 0 |  | 0 | HOSPITAL | 3800 | 0 | 0 | 0 | 0 | 0 | 0 | 0 | 0 | 0 | 0 | 2010-07-01 | 1900-01-01 | 15 | [8 empty] | ICU |  |  |  | 0 | 0 | [12 empty] | admin | 2024-12-12 14:25 |  | PRIUS | VENAPRESS | C690020098 | INTENSIVE CARE UNIT SERVICES |  |  | 1 | B | 1 |  | MEDICARE SDN BHD | MEDICARE SDN BHD |  | USA |  | PRINCIP ENGINEERING |  |  | 0 | 0 | 0 | 0 |  |  |  |  | 2009-08-07 | KPJ Ipoh Specialist Hospital | 1 | [12 empty] | 2025-08-01 | 2026-08-01 | bar: AUG
108 | H07B100108 | 10969 | BEMS | B | - | ACT | C | H07 | BEMS | DVT PUMP | DVT PUMP | BA | ICU | L01 | ISH/BE/01437 | 0 |  | 0 | HOSPITAL | 4900 | 0 | 0 | 0 | 0 | 0 | 0 | 0 | 0 | 0 | 0 | 2017-09-01 | 1900-01-01 | 8 | [8 empty] | ICU |  |  |  | 0 | 0 | [12 empty] | admin | 2024-12-12 14:25 |  | CAREMED | VESAFLOW | C860077244 | INTENSIVE CARE UNIT SERVICES |  |  | 1 | B | 1 |  | ATALIS HEALTRHCARE SDN BHD | ATALIS HEALTRHCARE SDN BHD | STOR 134906 (FA) | USA |  | PRINCIP ENGINEERING |  |  | 0 | 0 | 0 | 0 |  |  |  |  | 2016-09-22 | KPJ Ipoh Specialist Hospital | 1 | [12 empty] | 2025-08-01 | 2026-08-01 | bar: AUG
330 | H07B100330 | 12539 | BEMS | B | - | ACT | C | H07 | BEMS | MICROSCOPE | MICROSCOPE | BA | OT | L01 | ISH/BE/00512 | 0 |  | 0 | HOSPITAL | 200000 | 0 | 0 | 0 | 0 | 0 | 0 | 0 | 0 | 0 | 0 |  | 1900-01-01 | 20 | [8 empty] | OT |  |  |  | 0 | 0 | [12 empty] | admin | 2024-12-12 14:25 |  | CARL ZEISS | OPMI VARIO | 427797 | OPERATION THEATRE |  |  | 1 | B | 1 |  | SUP100007 | CARL ZEISS SDN BHD |  | GERMANY |  | BEMS ISH |  |  | 0 | 0 | 0 | 0 |  |  |  |  | 2004-12-22 | KPJ Ipoh Specialist Hospital | 1 | [12 empty] | 2025-08-01 | 2026-08-01 | bar: AUG
381 | H07B100381 | 13961 | BEMS | B | - | ACT | C | H07 | BEMS | OPERATING TABLE | OPERATING TABLE | BA | OT | L01 | ISH/BE/00542 | 0 |  | 0 | HOSPITAL | 120000 | 0 | 0 | 0 | 0 | 0 | 0 | 0 | 0 | 0 | 0 |  | 1900-01-01 | 17 | [8 empty] | OT |  |  |  | 0 | 0 | [12 empty] | admin | 2024-12-12 14:25 |  | ESCHMANN | T20 | T2AC-TF-2814 | OPERATION THEATRE |  |  | 1 | B | 1 |  | ANTAH SRI RADIN SDN BHD | ANTAH SRI RADIN SDN BHD |  | UK |  | ANTAH SRI RADIN SDN BHD |  |  | 0 | 0 | 0 | 0 |  |  |  |  | 2007-06-11 | KPJ Ipoh Specialist Hospital | 1 | [12 empty] | 2025-08-01 | 2026-08-01 | bar: AUG
382 | H07B100382 | 13961 | BEMS | B | - | ACT | C | H07 | BEMS | OPERATING TABLE | OPERATING TABLE | BA | OT | L01 | ISH/BE/01028 | 0 |  | 0 | HOSPITAL | 297000 | 0 | 0 | 0 | 0 | 0 | 0 | 0 | 0 | 0 | 0 | 2012-12-01 | 1900-01-01 | 13 | [8 empty] | OT |  |  |  | 0 | 0 | [12 empty] | admin | 2024-12-12 14:25 |  | ESCHMANN | T30 | T3AB-1H-2083 | OPERATION THEATRE |  |  | 1 | B | 1 |  | ANTAH SRI RADIN SDN BHD | ANTAH SRI RADIN SDN BHD | STOR 91253 (FA) | UK |  | ANTAH SRI RADIN SDN BHD |  |  | 0 | 0 | 0 | 0 |  |  |  |  | 2011-02-12 | KPJ Ipoh Specialist Hospital | 1 | [12 empty] | 2025-08-01 | 2026-08-01 | bar: AUG
394 | H07B100394 | 17954 | BEMS | B | - | ACT | C | H07 | BEMS | HIGH PRESSURE DRILL | HIGH PRESSURE DRILL | BA | OT | L01 | ISH/BE/01115 | 0 |  | 0 | HOSPITAL | 92920 | 0 | 0 | 0 | 0 | 0 | 0 | 0 | 0 | 0 | 0 | 2014-08-01 | 1900-01-01 | 11 | [8 empty] | OT |  |  |  | 0 | 0 | [12 empty] | admin | 2024-12-12 14:25 |  | CONMED LINVATEC | E9000 | 2012-1195 | OPERATION THEATRE |  |  | 1 | B | 1 |  | ICON MEDIC SDN BHD | ICON MEDIC SDN BHD | STOR 105651 (FA) | USA |  | PRICIP ENGINEERING |  |  | 0 | 0 | 0 | 0 |  |  |  |  | 2013-08-14 | KPJ Ipoh Specialist Hospital | 1 | [12 empty] | 2025-08-01 | 2026-08-01 | bar: AUG
395 | H07B100395 | 17954 | BEMS | B | - | ACT | C | H07 | BEMS | HIGH PRESSURE DRILL | HIGH PRESSURE DRILL | BA | OT | L01 | ISH/BE/01179 | 0 |  | 0 | HOSPITAL | 25000 | 0 | 0 | 0 | 0 | 0 | 0 | 0 | 0 | 0 | 0 | 2015-08-01 | 1900-01-01 | 10 | [8 empty] | OT |  |  |  | 0 | 0 | [12 empty] | admin | 2024-12-12 14:25 |  | CONMED LINVATEC | E9000G | 2013-1169 | OPERATION THEATRE |  |  | 1 | B | 1 |  | ICON MEDIC SDN BHD | ICON MEDIC SDN BHD | STOR114995(CS) | USA |  | PRICIP ENGINEERING |  |  | 0 | 0 | 0 | 0 |  |  |  |  | 2014-08-18 | KPJ Ipoh Specialist Hospital | 1 | [12 empty] | 2025-08-01 | 2026-08-01 | bar: AUG
401 | H07B100401 | - | BEMS | B | - | ACT | C | H07 | BEMS | ELECTRICAL SPHYGMOMANOMETER | ELECTRICAL SPHYGMOMANOMETER | BA | OT | L01 | ISH/BE/00870 | 0 |  | 0 | HOSPITAL | 220 | 0 | 0 | 0 | 0 | 0 | 0 | 0 | 0 | 0 | 0 | 2011-07-01 | 1900-01-01 | 14 | [8 empty] | OT |  |  |  | 0 | 0 | [12 empty] | admin | 2024-12-12 14:25 |  | ELEPHANT | DXJ-210 | J2101007311 | OPERATION THEATRE |  |  | 1 | B | 1 |  | BEC ENGINEERING SDN BHD | BEC ENGINEERING SDN BHD |  | CHINA |  | BEMS ISH |  |  | 0 | 0 | 0 | 0 |  |  |  |  | 2010-07-25 | KPJ Ipoh Specialist Hospital | 1 | [12 empty] | 2025-08-01 | 2026-08-01 | bar: AUG
409 | H07B100409 | 15786 | BEMS | B | - | ACT | C | H07 | BEMS | SEALING MACHINE | SEALING MACHINE | BA | OT CSSD | L01 | ISH/BE/01185 | 0 |  | 0 | HOSPITAL | 21000 | 0 | 0 | 0 | 0 | 0 | 0 | 0 | 0 | 0 | 0 | 2015-05-01 | 1900-01-01 | 10 | [8 empty] | OT CSSD |  |  |  | 0 | 0 | [12 empty] | admin | 2024-12-12 14:25 |  | FAMOS | F110D TYVEK | 30140440 |  |  |  | 1 | B | 1 |  | PALL THAI TRADING | PALL THAI TRADING |  | USA |  | PRINCIP ENGINEERING |  |  | 0 | 0 | 0 | 0 |  |  |  |  | 2014-05-30 | KPJ Ipoh Specialist Hospital | 1 | [12 empty] | 2025-08-01 | 2026-08-01 | bar: AUG
410 | H07B100410 | 15786 | BEMS | B | - | ACT | C | H07 | BEMS | SEALING MACHINE | SEALING MACHINE | BA | OT CSSD | L01 | ISH/BE/01165 | 0 |  | 0 | HOSPITAL | 16000 | 0 | 0 | 0 | 0 | 0 | 0 | 0 | 0 | 0 | 0 | 2015-05-01 | 1900-01-01 | 10 | [8 empty] | OT CSSD |  |  |  | 0 | 0 | [12 empty] | admin | 2024-12-12 14:25 |  | FAMOS | F110D TYVEK | 30140438 |  |  |  | 1 | B | 1 |  | PALL THAI TRADING | PALL THAI TRADING |  | USA |  | PRINCIP ENGINEERING |  |  | 0 | 0 | 0 | 0 |  |  |  |  | 2014-04-30 | KPJ Ipoh Specialist Hospital | 1 | [12 empty] | 2025-08-01 | 2026-08-01 | bar: AUG
426 | H07B100426 | 10414 | BEMS | B | - | ACT | C | H07 | BEMS | WARMING SYSTEM | WARMING SYSTEM | BA | OT | L01 | ISH/BE/01705 | 0 |  | 0 | HOSPITAL | 8500 | 0 | 0 | 0 | 0 | 0 | 0 | 0 | 0 | 0 | 0 | 2023-08-17 | 1900-01-01 | 2 | [8 empty] | OT |  |  |  | 0 | 0 | [12 empty] | admin | 2024-12-12 14:25 |  | CSZ | WARM AIR 135 | 222-13518318 | OPERATION THEATRE |  |  | 1 | B | 1 |  | SUP100016 | INSAN BAKTI SDN BHD | STOR204568 | USA |  | INSAN BAKTI SDN BHD |  |  | 0 | 0 | 0 | 0 |  |  |  |  | 2022-08-19 | KPJ Ipoh Specialist Hospital | 1 | [12 empty] | 2025-08-01 | 2026-08-01 | bar: AUG
427 | H07B100427 | 10414 | BEMS | B | - | ACT | C | H07 | BEMS | WARMING SYSTEM | WARMING SYSTEM | BA | OT | L01 | ISH/BE/01706 | 0 |  | 0 | HOSPITAL | 8500 | 0 | 0 | 0 | 0 | 0 | 0 | 0 | 0 | 0 | 0 | 2023-08-17 | 1900-01-01 | 2 | [8 empty] | OT |  |  |  | 0 | 0 | [12 empty] | admin | 2024-12-12 14:25 |  | CSZ | WARM AIR 135 | 222-13518322 | OPERATION THEATRE |  |  | 1 | B | 1 |  | SUP100016 | INSAN BAKTI SDN BHD | STOR204568 | USA |  | INSAN BAKTI SDN BHD |  |  | 0 | 0 | 0 | 0 |  |  |  |  | 2022-08-20 | KPJ Ipoh Specialist Hospital | 1 | [12 empty] | 2025-08-01 | 2026-08-01 | bar: AUG
461 | H07B100461 | 13961 | BEMS | B | - | ACT | C | H07 | BEMS | OPERATING TABLE | OPERATING TABLE | BA | OT | L01 | ISH/BE/01911 | 0 |  | 0 | HOSPITAL | 266500 | 0 | 0 | 0 | 0 | 0 | 0 | 0 | 0 | 0 | 0 |  | 1900-01-01 | 1 | [8 empty] | OT |  |  |  | 0 | 0 | [12 empty] | admin | 2024-12-12 14:25 |  | SCHMITZ | DIAMOND 60 BLK (17060001) | 00118291 | OPERATION THEATRE |  |  | 1 | B | 1 |  | SCHMIDT BIOMED TECH SDN BHD | SCHMIDT BIOMED TECH SDN BHD | STOR 211270 | GERMANY |  | SCHMIDT BIOMEDTECH SDN BHD |  |  | 0 | 0 | 0 | 0 |  |  |  |  | 2023-08-22 | KPJ Ipoh Specialist Hospital | 1 | [12 empty] | 2025-08-01 | 2026-08-01 | bar: AUG
462 | H07B100462 | 13931 | BEMS | B | - | ACT | C | H07 | BEMS | SYRINGE PUMP, ANESTHESIA | SYRINGE PUMP, ANESTHESIA | BA | OT | L01 | ISH/BE/01912 | 0 |  | 0 | HOSPITAL | 8500 | 0 | 0 | 0 | 0 | 0 | 0 | 0 | 0 | 0 | 0 | 2025-08-23 | 1900-01-01 | 1 | [8 empty] | OT |  |  |  | 0 | 0 | [12 empty] | admin | 2024-12-12 14:25 |  | B.BRAUN | PERFUSOR SPACE | 696300 | OPERATION THEATRE |  |  | 1 | B | 1 |  | B.BRAUN MEDICAL SUPPLIES SDN BHD | B.BRAUN MEDICAL SUPPLIES SDN BHD | STOR 213081 | GERMANY |  | B.BRAUN MEDICAL SUPPLIES SDN BHD |  |  | 0 | 0 | 0 | 0 |  |  |  |  | 2023-08-25 | KPJ Ipoh Specialist Hospital | 1 | [12 empty] | 2025-08-01 | 2026-08-01 | bar: AUG
502 | H07B100502 | 10208 | BEMS | B | - | ACT | C | H07 | BEMS | ASPIRATORS | ASPIRATORS | BA | OT | L01 | ISH/BE/02033 | 0 |  | 0 | HOSPITAL | 22800 | 0 | 0 | 0 | 0 | 0 | 0 | 0 | 0 | 0 | 0 | 2029-08-06 | 1900-01-01 | 0 | [8 empty] | OT |  |  |  | 0 | 0 | [12 empty] | admin | 2024-12-12 14:25 |  | MEDELA AG | MEDELA BASIC MOBILE | 2038964 | OPERATION THEATRE |  |  | 1 | B | 1 |  | SUP100026 | PRINCIP ENGINEERING | STOR 228345 | SWITZERLAND |  | PRINCIP ENGINEERING |  |  | 0 | 0 | 0 | 0 |  |  |  |  | 2024-08-07 | KPJ Ipoh Specialist Hospital | 1 | [12 empty] | 2025-08-01 | 2026-08-01 | bar: AUG
514 | H07B100514 | 13461 | BEMS | B | - | ACT | N | H07 | BEMS | WEIGHING SCALES | WEIGHING SCALES | BA | A&E | GF | ISH/BE/00735 | 0 |  | 0 | HOSPITAL | 2700 | 0 | 0 | 0 | 0 | 0 | 0 | 0 | 0 | 0 | 0 | 2011-01-01 | 1900-01-01 | 14 | [8 empty] | A&E |  |  |  | 0 | 0 | [12 empty] | admin | 2024-12-12 14:25 |  | SECA | 374 | 5374177061373 | ACCIDENT & EMERGENCY SERVICES |  |  | 1 | B | 1 |  | MEDICARE SDN BHD | MEDICARE SDN BHD |  | GERMANY |  | PRINCIP ENGINEERING |  |  | 0 | 0 | 0 | 0 |  |  |  |  | 2010-07-01 | KPJ Ipoh Specialist Hospital | 1 | [12 empty] | 2025-08-01 | 2026-08-01 | bar: AUG
517 | H07B100517 | 13461 | BEMS | B | - | ACT | N | H07 | BEMS | WEIGHING SCALES | WEIGHING SCALES | BA | A&E | GF | ISH/BE/00900 | 0 |  | 0 | HOSPITAL | 5000 | 0 | 0 | 0 | 0 | 0 | 0 | 0 | 0 | 0 | 0 |  | 1900-01-01 | 14 | [8 empty] | A&E |  |  |  | 0 | 0 | [12 empty] | admin | 2024-12-12 14:25 |  | STURDY | N/A | N/A | ACCIDENT & EMERGENCY SERVICES |  |  | 1 | B | 1 |  | RITZ MEDICAL SUPPLIES | RITZ MEDICAL SUPPLIES |  | CHINA |  | PRINCIP ENGINEERING |  |  | 0 | 0 | 0 | 0 |  |  |  |  | 2010-07-24 | KPJ Ipoh Specialist Hospital | 1 | [12 empty] | 2025-08-01 | 2026-08-01 | bar: AUG
555 | H07B100555 | 13461 | BEMS | B | - | ACT | N | H07 | BEMS | WEIGHING SCALES | WEIGHING SCALES | BA | A&E | GF | ISH/BE/02035 | 0 |  | 0 | HOSPITAL | 3600 | 0 | 0 | 0 | 0 | 0 | 0 | 0 | 0 | 0 | 0 | 2029-08-25 | 1900-01-01 | 0 | [8 empty] | A&E |  |  |  | 0 | 0 | [12 empty] | admin | 2024-12-12 14:25 |  | MARSDEN | M-125 | 22304468 | ACCIDENT & EMERGENCY SERVICES |  |  | 1 | B | 1 |  | SUP100026 | PRINCIP ENGINEERING | STOR 229402 (FA) | UK |  | PRINCIP ENGINEERING |  |  | 0 | 0 | 0 | 0 |  |  |  |  | 2024-08-26 | KPJ Ipoh Specialist Hospital | 1 | [12 empty] | 2025-08-01 | 2026-08-01 | bar: AUG
578 | H07B100578 | 10540 | BEMS | B | - | ACT | C | H07 | BEMS | WARMING CABINET | WARMING CABINET | BA | CAOT | L01 | ISH/BE/00621 | 0 |  | 0 | HOSPITAL | 0 | 0 | 0 | 0 | 0 | 0 | 0 | 0 | 0 | 0 | 0 |  | 1900-01-01 | 24 | [8 empty] | CAOT |  |  |  | 0 | 0 | [12 empty] | admin | 2024-12-12 14:25 |  | MALMET | FW 13B | 40005955 |  |  |  | 1 | B | 1 |  | ANTAH SRI RADIN SDN BHD | ANTAH SRI RADIN SDN BHD |  | USA |  | PRINCIP ENGINEERING |  |  | 0 | 0 | 0 | 0 |  |  |  |  | 2000-11-04 | KPJ Ipoh Specialist Hospital | 1 | [12 empty] | 2025-08-01 | 2026-08-01 | bar: AUG
588 | H07B100588 | 12282 | BEMS | B | - | ACT | C | H07 | BEMS | OPERATING LIGHT | OPERATING LIGHT | BA | CAOT | L01 | ISH/BE/01068 | 0 |  | 0 | HOSPITAL | 126800 | 0 | 0 | 0 | 0 | 0 | 0 | 0 | 0 | 0 | 0 | 2013-11-01 | 1900-01-01 | 12 | [8 empty] | CAOT |  |  |  | 0 | 0 | [12 empty] | admin | 2024-12-12 14:25 |  | TRUMPF MEDIZIN | ILED5 & iLED3 VP2000 | 01053512121019/10880252 |  |  |  | 1 | B | 1 |  | MAYCARE SDN BHD | MAYCARE SDN BHD | STOR 98789 (FA) | GERMANY |  | JOHNSON MEDICAL SDN BHD |  |  | 0 | 0 | 0 | 0 |  |  |  |  | 2012-11-20 | KPJ Ipoh Specialist Hospital | 1 | [12 empty] | 2025-08-01 | 2026-08-01 | bar: AUG
614 | H07B100614 | 13215 | BEMS | B | - | ACT | C | H07 | BEMS | INFUSION PUMP | INFUSION PUMP | BB | DAY CARE | GF | ISH/BE/01555 | 0 |  | 0 | HOSPITAL | 4950 | 0 | 0 | 0 | 0 | 0 | 0 | 0 | 0 | 0 | 0 | 2019-12-01 | 1900-01-01 | 7 | [8 empty] | DAY CARE |  |  |  | 0 | 0 | [12 empty] | admin | 2024-12-12 14:25 |  | B.BRAUN | INFUSOMAT SPACE | 406555 |  |  |  | 1 | B | 1 |  | B.BRAUN MEDICAL SUPPLIES SDN BHD | B.BRAUN MEDICAL SUPPLIES SDN BHD | STOR 150839 (FA) | GERMANY |  | B.BRAUN MEDICAL SUPPLIES SDN BHD |  |  | 0 | 0 | 0 | 0 |  |  |  |  | 2017-12-07 | KPJ Ipoh Specialist Hospital | 1 | [12 empty] | 2025-08-01 | 2026-08-01 | bar: AUG
615 | H07B100615 | 13215 | BEMS | B | - | ACT | C | H07 | BEMS | INFUSION PUMP | INFUSION PUMP | BB | DAY CARE | GF | ISH/BE/01556 | 0 |  | 0 | HOSPITAL | 4950 | 0 | 0 | 0 | 0 | 0 | 0 | 0 | 0 | 0 | 0 | 2019-12-01 | 1900-01-01 | 7 | [8 empty] | DAY CARE |  |  |  | 0 | 0 | [12 empty] | admin | 2024-12-12 14:25 |  | B.BRAUN | INFUSOMAT SPACE | 472934 |  |  |  | 1 | B | 1 |  | B.BRAUN MEDICAL SUPPLIES SDN BHD | B.BRAUN MEDICAL SUPPLIES SDN BHD | STOR 150839 (FA) | GERMANY |  | B.BRAUN MEDICAL SUPPLIES SDN BHD |  |  | 0 | 0 | 0 | 0 |  |  |  |  | 2017-12-07 | KPJ Ipoh Specialist Hospital | 1 | [12 empty] | 2025-08-01 | 2026-08-01 | bar: AUG
616 | H07B100616 | 13215 | BEMS | B | - | ACT | C | H07 | BEMS | INFUSION PUMP | INFUSION PUMP | BB | DAY CARE | GF | ISH/BE/01557 | 0 |  | 0 | HOSPITAL | 4950 | 0 | 0 | 0 | 0 | 0 | 0 | 0 | 0 | 0 | 0 | 2019-12-01 | 1900-01-01 | 7 | [8 empty] | DAY CARE |  |  |  | 0 | 0 | [12 empty] | admin | 2024-12-12 14:25 |  | B.BRAUN | INFUSOMAT SPACE | 406556 |  |  |  | 1 | B | 1 |  | B.BRAUN MEDICAL SUPPLIES SDN BHD | B.BRAUN MEDICAL SUPPLIES SDN BHD | STOR 150839 (FA) | GERMANY |  | B.BRAUN MEDICAL SUPPLIES SDN BHD |  |  | 0 | 0 | 0 | 0 |  |  |  |  | 2017-12-07 | KPJ Ipoh Specialist Hospital | 1 | [12 empty] | 2025-08-01 | 2026-08-01 | bar: AUG
617 | H07B100617 | 13215 | BEMS | B | - | ACT | C | H07 | BEMS | INFUSION PUMP | INFUSION PUMP | BB | DAY CARE | GF | ISH/BE/01558 | 0 |  | 0 | HOSPITAL | 4950 | 0 | 0 | 0 | 0 | 0 | 0 | 0 | 0 | 0 | 0 | 2019-12-01 | 1900-01-01 | 7 | [8 empty] | DAY CARE |  |  |  | 0 | 0 | [12 empty] | admin | 2024-12-12 14:25 |  | B.BRAUN | INFUSOMAT SPACE | 472803 |  |  |  | 1 | B | 1 |  | B.BRAUN MEDICAL SUPPLIES SDN BHD | B.BRAUN MEDICAL SUPPLIES SDN BHD | STOR 150839 (FA) | GERMANY |  | B.BRAUN MEDICAL SUPPLIES SDN BHD |  |  | 0 | 0 | 0 | 0 |  |  |  |  | 2017-12-07 | KPJ Ipoh Specialist Hospital | 1 | [12 empty] | 2025-08-01 | 2026-08-01 | bar: AUG
618 | H07B100618 | 13215 | BEMS | B | - | ACT | C | H07 | BEMS | INFUSION PUMP | INFUSION PUMP | BB | DAY CARE | GF | ISH/BE/01559 | 0 |  | 0 | HOSPITAL | 4950 | 0 | 0 | 0 | 0 | 0 | 0 | 0 | 0 | 0 | 0 | 2019-12-01 | 1900-01-01 | 7 | [8 empty] | DAY CARE |  |  |  | 0 | 0 | [12 empty] | admin | 2024-12-12 14:25 |  | B.BRAUN | INFUSOMAT SPACE | 472879 |  |  |  | 1 | B | 1 |  | B.BRAUN MEDICAL SUPPLIES SDN BHD | B.BRAUN MEDICAL SUPPLIES SDN BHD | STOR 150839 (FA) | GERMANY |  | B.BRAUN MEDICAL SUPPLIES SDN BHD |  |  | 0 | 0 | 0 | 0 |  |  |  |  | 2017-12-07 | KPJ Ipoh Specialist Hospital | 1 | [12 empty] | 2025-08-01 | 2026-08-01 | bar: AUG
619 | H07B100619 | 13215 | BEMS | B | - | ACT | C | H07 | BEMS | INFUSION PUMP | INFUSION PUMP | BB | DAY CARE | GF | ISH/BE/01560 | 0 |  | 0 | HOSPITAL | 4950 | 0 | 0 | 0 | 0 | 0 | 0 | 0 | 0 | 0 | 0 | 2019-12-01 | 1900-01-01 | 7 | [8 empty] | DAY CARE |  |  |  | 0 | 0 | [12 empty] | admin | 2024-12-12 14:25 |  | B.BRAUN | INFUSOMAT SPACE | 472852 |  |  |  | 1 | B | 1 |  | B.BRAUN MEDICAL SUPPLIES SDN BHD | B.BRAUN MEDICAL SUPPLIES SDN BHD | STOR 150839 (FA) | GERMANY |  | B.BRAUN MEDICAL SUPPLIES SDN BHD |  |  | 0 | 0 | 0 | 0 |  |  |  |  | 2017-12-07 | KPJ Ipoh Specialist Hospital | 1 | [12 empty] | 2025-08-01 | 2026-08-01 | bar: AUG
620 | H07B100620 | 13215 | BEMS | B | - | ACT | C | H07 | BEMS | INFUSION PUMP | INFUSION PUMP | BB | DAY CARE | GF | ISH/BE/01561 | 0 |  | 0 | HOSPITAL | 4950 | 0 | 0 | 0 | 0 | 0 | 0 | 0 | 0 | 0 | 0 | 2019-12-01 | 1900-01-01 | 7 | [8 empty] | DAY CARE |  |  |  | 0 | 0 | [12 empty] | admin | 2024-12-12 14:25 |  | B.BRAUN | INFUSOMAT SPACE | 472855 |  |  |  | 1 | B | 1 |  | B.BRAUN MEDICAL SUPPLIES SDN BHD | B.BRAUN MEDICAL SUPPLIES SDN BHD | STOR 150839 (FA) | GERMANY |  | B.BRAUN MEDICAL SUPPLIES SDN BHD |  |  | 0 | 0 | 0 | 0 |  |  |  |  | 2017-12-07 | KPJ Ipoh Specialist Hospital | 1 | [12 empty] | 2025-08-01 | 2026-08-01 | bar: AUG
723 | H07B100723 | 17663 | BEMS | B | - | ACT | C | H07 | BEMS | GASTROSCOPE | GASTROSCOPE | BB | DIAGNOSTIC CENTRE | L01 | ISH/BE/02039 | 0 |  | 0 | HOSPITAL | 114068.3 | 0 | 0 | 0 | 0 | 0 | 0 | 0 | 0 | 0 | 0 | 2026-08-14 | 1900-01-01 | 0 | [8 empty] | DIAGNOSTIC CENTRE |  |  |  | 0 | 0 | [12 empty] | admin | 2024-12-12 14:25 |  | OLYMPUS | GIF-HQ190 | 2475808 |  |  |  | 1 | B | 1 |  | OLYMPUS (M) SDN BHD | OLYMPUS (M) SDN BHD | STOR 227515 (FA) | JAPAN |  | OLYMPUS (M) SDN BHD |  |  | 0 | 0 | 0 | 0 |  |  |  |  | 2024-08-15 | KPJ Ipoh Specialist Hospital | 1 | [12 empty] | 2025-08-01 | 2026-08-01 | bar: AUG
774 | H07B100774 | 13460 | BEMS | B | - | ACT | N | H07 | BEMS | WEIGHING SCALES, CHAIR | WEIGHING SCALES, CHAIR | BA | DIALYSIS CENTRE | GF |  | 0 |  | 0 | HOSPITAL | 0 | 0 | 0 | 0 | 0 | 0 | 0 | 0 | 0 | 0 | 0 |  | 1900-01-01 | 2024 | [8 empty] | DIALYSIS CENTRE |  |  |  | 0 | 0 | [12 empty] | admin | 2024-12-12 14:25 |  | UWE | N/A | AN 012588 |  |  |  | 1 | B | 1 |  | SUP100044 | JKS BIOMEDICAL SDN BHD |  | CHINA |  | PRINCIP ENGINEERING |  |  | 0 | 0 | 0 | 0 |  |  |  |  | 2016-06-21 | KPJ Ipoh Specialist Hospital | 1 | [12 empty] | 2025-08-01 | 2026-08-01 | bar: AUG
776 | H07B100776 | 15053 | BEMS | B | - | ACT | C | H07 | BEMS | WHEEL CHAIR SCALE | WHEEL CHAIR SCALE | BA | DIALYSIS CENTRE | GF | ISH/BE/01663 | 0 |  | 0 | HOSPITAL | 9000 | 0 | 0 | 0 | 0 | 0 | 0 | 0 | 0 | 0 | 0 | 2022-10-01 | 1900-01-01 | 3 | [8 empty] | DIALYSIS CENTRE |  |  |  | 0 | 0 | [12 empty] | admin | 2024-12-12 14:25 |  | XCORE | W75 | NOH12977 |  |  |  | 1 | B | 1 |  | YKL HEALTHCARE SDN BHD | YKL HEALTHCARE SDN BHD |  | CHINA |  | YKL HEALTHCARE SDN BHD |  |  | 0 | 0 | 0 | 0 |  |  |  |  | 2021-10-14 | KPJ Ipoh Specialist Hospital | 1 | [12 empty] | 2025-08-01 | 2026-08-01 | bar: AUG
779 | H07B100779 | 13460 | BEMS | B | - | ACT | N | H07 | BEMS | WEIGHING SCALES, CHAIR | WEIGHING SCALES, CHAIR | BA | DIALYSIS CENTRE | GF | ISH/BE/01868 | 0 |  | 0 | HOSPITAL | 5350 | 0 | 0 | 0 | 0 | 0 | 0 | 0 | 0 | 0 | 0 | 2024-06-07 | 1900-01-01 | 1 | [8 empty] | DIALYSIS CENTRE |  |  |  | 0 | 0 | [12 empty] | admin | 2024-12-12 14:25 |  | SECA | SECA 952 | 10000000946926 |  |  |  | 1 | B | 1 |  | HARMONI JAYA | HARMONI JAYA | STOR 210858 | USA |  | HARMONI JAYA |  |  | 0 | 0 | 0 | 0 |  |  |  |  | 2023-08-06 | KPJ Ipoh Specialist Hospital | 1 | [12 empty] | 2025-08-01 | 2026-08-01 | bar: AUG
116 | H07B100116 | 13461 | BEMS | B | - | ACT | N | H07 | BEMS | WEIGHING SCALES | WEIGHING SCALES | BA | DIALYSIS CENTRE | L01 | ISH/BE/01523 | 0 |  | 0 | HOSPITAL | 5800 | 0 | 0 | 0 | 0 | 0 | 0 | 0 | 0 | 0 | 0 | 2018-07-01 | 1900-01-01 | 7 | [8 empty] | ICU |  |  |  | 0 | 0 | [12 empty] | admin | 2024-12-12 14:25 |  | NKR | FM-300 | NKB 10088 | INTENSIVE CARE UNIT SERVICES |  |  | 1 | B | 1 |  | JKS BIOMDICAL SDN BHD | JKS BIOMDICAL SDN BHD | STOR 143300 (FA) | JAPAN |  | PRINCIP ENGINEERING |  |  | 0 | 0 | 0 | 0 |  |  |  |  | 2017-07-17 | KPJ Ipoh Specialist Hospital | 1 | [12 empty] | 2025-08-01 | 2026-08-01 | bar: AUG
875 | H07B100875 | - | BEMS | B | - | ACT | C | H07 | BEMS | OPTICAL COHERANCE TOMOGRAPHY | OPTICAL COHERANCE TOMOGRAPHY | BB | DR ONG LIEH BIN | L02 | ISH/BE/02032 | 0 |  | 0 | HOSPITAL | 190000 | 0 | 0 | 0 | 0 | 0 | 0 | 0 | 0 | 0 | 0 | 2026-08-01 | 1900-01-01 | 0 | [8 empty] | DR ONG LIEH BIN |  |  |  | 0 | 0 | [12 empty] | admin | 2024-12-12 14:25 |  | TOPCON | 3D OCT-1 MAESTRO 2 | AV3141064 |  |  |  | 1 | B | 1 |  | KENANGA MEDIK SDN BHD | KENANGA MEDIK SDN BHD | STOR 228565 |  |  | KENANGA MEDIK SDN BHD |  |  | 0 | 0 | 0 | 0 |  |  |  |  | 2024-08-02 | KPJ Ipoh Specialist Hospital | 1 | [12 empty] | 2025-08-01 | 2026-08-01 | bar: AUG
878 | H07B100878 | - | BEMS | B | - | ACT | N | H07 | BEMS | ELTRAC 471 | ELTRAC 471 | BA | PHYSIOTHERAPY | GF | ISH/BE/00223 | 0 |  | 0 | HOSPITAL | 40000 | 0 | 0 | 0 | 0 | 0 | 0 | 0 | 0 | 0 | 0 |  | 1900-01-01 | 19 | [8 empty] | PHYSIOTHERAPY |  |  |  | 0 | 0 | [12 empty] | admin | 2024-12-12 14:25 |  | ENRAF NONIUS | 471 | 17045 |  |  |  | 1 | B | 1 |  | JH-ENRAF NONIUS (M) SDN BHD | JH-ENRAF NONIUS (M) SDN BHD |  | USA |  | PRINCIP ENGINEERING |  |  | 0 | 0 | 0 | 0 |  |  |  |  | 1905-06-20 | KPJ Ipoh Specialist Hospital | 1 | [12 empty] | 2025-08-01 | 2026-08-01 | bar: AUG
879 | H07B100879 | - | BEMS | B | - | ACT | N | H07 | BEMS | ELECTRICAL COUCH | ELECTRICAL COUCH | BA | PHYSIOTHERAPY | GF | ISH/BE/00224 | 0 |  | 0 | HOSPITAL | 0 | 0 | 0 | 0 | 0 | 0 | 0 | 0 | 0 | 0 | 0 |  | 1900-01-01 | 20 | [8 empty] | PHYSIOTHERAPY |  |  |  | 0 | 0 | [12 empty] | admin | 2024-12-12 14:25 |  | N/A | N/A | 100691 |  |  |  | 1 | B | 1 |  | MAYCARE SDN BHD | MAYCARE SDN BHD |  | USA |  | PRINCIP ENGINEERING |  |  | 0 | 0 | 0 | 0 |  |  |  |  | 2004-07-21 | KPJ Ipoh Specialist Hospital | 1 | [12 empty] | 2025-08-01 | 2026-08-01 | bar: AUG
881 | H07B100881 | - | BEMS | B | - | ACT | C | H07 | BEMS | HYDROCOLLATOR HEATING UNIT | HYDROCOLLATOR HEATING UNIT | BA | PHYSIOTHERAPY | GF | ISH/BE/00229 | 0 |  | 0 | HOSPITAL | 10000 | 0 | 0 | 0 | 0 | 0 | 0 | 0 | 0 | 0 | 0 |  | 1900-01-01 | 19 | [8 empty] | PHYSIOTHERAPY |  |  |  | 0 | 0 | [12 empty] | admin | 2024-12-12 14:25 |  | HYDROCOLLATOR | M-2/SS | 9915 |  |  |  | 1 | B | 1 |  | MAYCARE SDN BHD | MAYCARE SDN BHD |  | USA |  | PRINCIP ENGINEERING |  |  | 0 | 0 | 0 | 0 |  |  |  |  | 2005-12-07 | KPJ Ipoh Specialist Hospital | 1 | [12 empty] | 2025-08-01 | 2026-08-01 | bar: AUG
882 | H07B100882 | - | BEMS | B | - | ACT | N | H07 | BEMS | ELECTRICAL COUCH | ELECTRICAL COUCH | BA | PHYSIOTHERAPY | GF | ISH/BE/00230 | 0 |  | 0 | HOSPITAL | 6000 | 0 | 0 | 0 | 0 | 0 | 0 | 0 | 0 | 0 | 0 |  | 1900-01-01 | 16 | [8 empty] | PHYSIOTHERAPY |  |  |  | 0 | 0 | [12 empty] | admin | 2024-12-12 14:25 |  | N/A | 125.082 | G006805 |  |  |  | 1 | B | 1 |  | MAYCARE SDN BHD | MAYCARE SDN BHD |  | USA |  | PRINCIP ENGINEERING |  |  | 0 | 0 | 0 | 0 |  |  |  |  | 2008-04-16 | KPJ Ipoh Specialist Hospital | 1 | [12 empty] | 2025-08-01 | 2026-08-01 | bar: AUG
884 | H07B100884 | - | BEMS | B | - | ACT | C | H07 | BEMS | ULTRASOUND THERAPY UNIT | ULTRASOUND THERAPY UNIT | BA | PHYSIOTHERAPY | GF | ISH/BE/00686 | 0 |  | 0 | HOSPITAL | 8500 | 0 | 0 | 0 | 0 | 0 | 0 | 0 | 0 | 0 | 0 | 2010-05-01 | 1900-01-01 | 15 | [8 empty] | PHYSIOTHERAPY |  |  |  | 0 | 0 | [12 empty] | admin | 2024-12-12 14:25 |  | GYMNA | UTSH 204 | 55095 |  |  |  | 1 | B | 1 |  | MAYCARE SDN BHD | MAYCARE SDN BHD |  | USA |  | PRINCIP ENGINEERING |  |  | 0 | 0 | 0 | 0 |  |  |  |  | 2009-05-20 | KPJ Ipoh Specialist Hospital | 1 | [12 empty] | 2025-08-01 | 2026-08-01 | bar: AUG
887 | H07B100887 | - | BEMS | B | - | ACT | C | H07 | BEMS | TRACTION UNIT | TRACTION UNIT | BA | PHYSIOTHERAPY | GF | ISH/BE/00804 | 0 |  | 0 | HOSPITAL | 19371.25 | 0 | 0 | 0 | 0 | 0 | 0 | 0 | 0 | 0 | 0 | 2011-05-01 | 1900-01-01 | 14 | [8 empty] | PHYSIOTHERAPY |  |  |  | 0 | 0 | [12 empty] | admin | 2024-12-12 14:25 |  | MELTRON | ACCUTRAC | 1B9266014 |  |  |  | 1 | B | 1 |  | MEDIKA SUPPLIES SDN BHD | MEDIKA SUPPLIES SDN BHD |  | USA |  | PRINCIP ENGINEERING |  |  | 0 | 0 | 0 | 0 |  |  |  |  | 2010-07-05 | KPJ Ipoh Specialist Hospital | 1 | [12 empty] | 2025-08-01 | 2026-08-01 | bar: AUG
889 | H07B100889 | - | BEMS | B | - | ACT | C | H07 | BEMS | TREADMILL | TREADMILL | BA | PHYSIOTHERAPY | GF | ISH/BE/01012 | 0 |  | 0 | HOSPITAL | 12500 | 0 | 0 | 0 | 0 | 0 | 0 | 0 | 0 | 0 | 0 | 2012-09-01 | 1900-01-01 | 13 | [8 empty] | PHYSIOTHERAPY |  |  |  | 0 | 0 | [12 empty] | admin | 2024-12-12 14:25 |  | KETTLER | POO368902VTWHM | 11780285200078 |  |  |  | 1 | B | 1 |  | JH-ENRAF NONIUS (M) SDN BHD | JH-ENRAF NONIUS (M) SDN BHD |  | USA |  | PRINCIP ENGINEERING |  |  | 0 | 0 | 0 | 0 |  |  |  |  | 2011-12-09 | KPJ Ipoh Specialist Hospital | 1 | [12 empty] | 2025-08-01 | 2026-08-01 | bar: AUG
890 | H07B100890 | - | BEMS | B | - | ACT | N | H07 | BEMS | ERGOMETER CYCLE | ERGOMETER CYCLE | BA | PHYSIOTHERAPY | GF | ISH/BE/01013 | 0 |  | 0 | HOSPITAL | 10445 | 0 | 0 | 0 | 0 | 0 | 0 | 0 | 0 | 0 | 0 | 2012-09-01 | 1900-01-01 | 13 | [8 empty] | PHYSIOTHERAPY |  |  |  | 0 | 0 | [12 empty] | admin | 2024-12-12 14:25 |  | MONARK | 970 | WBK277119 |  |  |  | 1 | B | 1 |  | JH-ENRAF NONIUS (M) SDN BHD | JH-ENRAF NONIUS (M) SDN BHD |  | USA |  | PRINCIP ENGINEERING |  |  | 0 | 0 | 0 | 0 |  |  |  |  | 2011-12-09 | KPJ Ipoh Specialist Hospital | 1 | [12 empty] | 2025-08-01 | 2026-08-01 | bar: AUG
891 | H07B100891 | - | BEMS | B | - | ACT | N | H07 | BEMS | ELECTRICAL COUCH | ELECTRICAL COUCH | BA | PHYSIOTHERAPY | GF | ISH/BE/01125 | 0 |  | 0 | HOSPITAL | 6000 | 0 | 0 | 0 | 0 | 0 | 0 | 0 | 0 | 0 | 0 | 2013-12-01 | 1900-01-01 | 12 | [8 empty] | PHYSIOTHERAPY |  |  |  | 0 | 0 | [12 empty] | admin | 2024-12-12 14:25 |  | GYMNA | DUO CLASSIC | G014242 |  |  |  | 1 | B | 1 |  | MALAYSIA HEALTHCARE SDN BHD | MALAYSIA HEALTHCARE SDN BHD |  | USA |  | PRINCIP ENGINEERING |  |  | 0 | 0 | 0 | 0 |  |  |  |  | 2012-12-20 | KPJ Ipoh Specialist Hospital | 1 | [12 empty] | 2025-08-01 | 2026-08-01 | bar: AUG
892 | H07B100892 | - | BEMS | B | - | ACT | N | H07 | BEMS | ELECTRICAL COUCH | ELECTRICAL COUCH | BA | PHYSIOTHERAPY | GF | ISH/BE/01126 | 0 |  | 0 | HOSPITAL | 6000 | 0 | 0 | 0 | 0 | 0 | 0 | 0 | 0 | 0 | 0 | 2013-12-01 | 1900-01-01 | 12 | [8 empty] | PHYSIOTHERAPY |  |  |  | 0 | 0 | [12 empty] | admin | 2024-12-12 14:25 |  | GYMNA | DUO CLASSIC | G014240 |  |  |  | 1 | B | 1 |  | MALAYSIA HEALTHCARE SDN BHD | MALAYSIA HEALTHCARE SDN BHD |  | USA |  | PRINCIP ENGINEERING |  |  | 0 | 0 | 0 | 0 |  |  |  |  | 2012-12-20 | KPJ Ipoh Specialist Hospital | 1 | [12 empty] | 2025-08-01 | 2026-08-01 | bar: AUG
893 | H07B100893 | - | BEMS | B | - | ACT | C | H07 | BEMS | ULTRASOUND THERAPY UNIT | ULTRASOUND THERAPY UNIT | BA | PHYSIOTHERAPY | GF | ISH/BE/01116 | 0 |  | 0 | HOSPITAL | 4900 | 0 | 0 | 0 | 0 | 0 | 0 | 0 | 0 | 0 | 0 | 2014-08-01 | 1900-01-01 | 11 | [8 empty] | PHYSIOTHERAPY |  |  |  | 0 | 0 | [12 empty] | admin | 2024-12-12 14:25 |  | ENRAF-NONIUS | SONOPULS 190 II | 02820 |  |  |  | 1 | B | 1 |  | JH-ENRAF NONIUS (M) SDN BHD | JH-ENRAF NONIUS (M) SDN BHD |  | USA |  | PRINCIP ENGINEERING |  |  | 0 | 0 | 0 | 0 |  |  |  |  | 2013-08-26 | KPJ Ipoh Specialist Hospital | 1 | [12 empty] | 2025-08-01 | 2026-08-01 | bar: AUG
894 | H07B100894 | - | BEMS | B | - | ACT | C | H07 | BEMS | TRANSCUTANEUS ELECTRICAL NERVE STIMULATOR | TRANSCUTANEUS ELECTRICAL NERVE STIMULATOR | BA | PHYSIOTHERAPY | GF | ISH/BE/01121 | 0 |  | 0 | HOSPITAL | 0 | 0 | 0 | 0 | 0 | 0 | 0 | 0 | 0 | 0 | 0 | 2014-09-01 | 1900-01-01 | 11 | [8 empty] | PHYSIOTHERAPY |  |  |  | 0 | 0 | [12 empty] | admin | 2024-12-12 14:25 |  | ENRAF-NONIUS | P82 | 19.225 |  |  |  | 1 | B | 1 |  | JH-ENRAF NONIUS (M) SDN BHD | JH-ENRAF NONIUS (M) SDN BHD |  | USA |  | KYOSEI BOEKI SDN BHD |  |  | 0 | 0 | 0 | 0 |  |  |  |  | 2013-09-24 | KPJ Ipoh Specialist Hospital | 1 | [12 empty] | 2025-08-01 | 2026-08-01 | bar: AUG
895 | H07B100895 | - | BEMS | B | - | ACT | N | H07 | BEMS | ELECTRICAL COUCH | ELECTRICAL COUCH | BA | PHYSIOTHERAPY | GF | ISH/BE/01119 | 0 |  | 0 | HOSPITAL | 0 | 0 | 0 | 0 | 0 | 0 | 0 | 0 | 0 | 0 | 0 | 2014-09-01 | 1900-01-01 | 11 | [8 empty] | PHYSIOTHERAPY |  |  |  | 0 | 0 | [12 empty] | admin | 2024-12-12 14:25 |  | ENRAF-NONIUS | MANUXELECT 2 | 55005037 |  |  |  | 1 | B | 1 |  | JH-ENRAF NONIUS (M) SDN BHD | JH-ENRAF NONIUS (M) SDN BHD |  | USA |  | PRINCIP ENGINEERING |  |  | 0 | 0 | 0 | 0 |  |  |  |  | 2013-09-24 | KPJ Ipoh Specialist Hospital | 1 | [12 empty] | 2025-08-01 | 2026-08-01 | bar: AUG
896 | H07B100896 | - | BEMS | B | - | ACT | N | H07 | BEMS | ELECTRICAL COUCH | ELECTRICAL COUCH | BA | PHYSIOTHERAPY | GF | ISH/BE/01120 | 0 |  | 0 | HOSPITAL | 0 | 0 | 0 | 0 | 0 | 0 | 0 | 0 | 0 | 0 | 0 | 2014-09-01 | 1900-01-01 | 11 | [8 empty] | PHYSIOTHERAPY |  |  |  | 0 | 0 | [12 empty] | admin | 2024-12-12 14:25 |  | ENRAF-NONIUS | MANUXELECT 2 | 55005038 |  |  |  | 1 | B | 1 |  | JH-ENRAF NONIUS (M) SDN BHD | JH-ENRAF NONIUS (M) SDN BHD |  | USA |  | PRINCIP ENGINEERING |  |  | 0 | 0 | 0 | 0 |  |  |  |  | 2013-09-24 | KPJ Ipoh Specialist Hospital | 1 | [12 empty] | 2025-08-01 | 2026-08-01 | bar: AUG
899 | H07B100899 | - | BEMS | B | - | ACT | N | H07 | BEMS | ELECTRICAL COUCH | ELECTRICAL COUCH | BA | PHYSIOTHERAPY | GF | ISH/BE/01205 | 0 |  | 0 | HOSPITAL | 9040 | 0 | 0 | 0 | 0 | 0 | 0 | 0 | 0 | 0 | 0 | 2015-12-01 | 1900-01-01 | 10 | [8 empty] | PHYSIOTHERAPY |  |  |  | 0 | 0 | [12 empty] | admin | 2024-12-12 14:25 |  | FISIO | DUALIS | 1265 |  |  |  | 1 | B | 1 |  | MEDI LIFESPORT (M) SDN BHD | MEDI LIFESPORT (M) SDN BHD |  | USA |  | PRINCIP ENGINEERING |  |  | 0 | 0 | 0 | 0 |  |  |  |  | 2014-12-04 | KPJ Ipoh Specialist Hospital | 1 | [12 empty] | 2025-08-01 | 2026-08-01 | bar: AUG
900 | H07B100900 | - | BEMS | B | - | ACT | N | H07 | BEMS | TRACTION UNIT | TRACTION UNIT | BA | PHYSIOTHERAPY | GF | ISH/BE/01282 | 0 |  | 0 | HOSPITAL | 13530 | 0 | 0 | 0 | 0 | 0 | 0 | 0 | 0 | 0 | 0 | 2016-08-01 | 1900-01-01 | 9 | [8 empty] | PHYSIOTHERAPY |  |  |  | 0 | 0 | [12 empty] | admin | 2024-12-12 14:25 |  | BTL | 16 PLUS | 1C4122014 |  |  |  | 1 | B | 1 |  | BTL INDUSTRIES MALAYSIA SDN BHD | BTL INDUSTRIES MALAYSIA SDN BHD |  | USA |  | PRINCIP ENGINEERING |  |  | 0 | 0 | 0 | 0 |  |  |  |  | 2015-08-20 | KPJ Ipoh Specialist Hospital | 1 | [12 empty] | 2025-08-01 | 2026-08-01 | bar: AUG
1255 | H07B200005 | - | BEMS | B | - | ACT | N | H07 | BEMS | TRACTION UNIT | TRACTION UNIT | BA | PHYSIOTHERAPY | GF | ISH/BE/01283 | 0 |  | 0 | HOSPITAL | 9730 | 0 | 0 | 0 | 0 | 0 | 0 | 0 | 0 | 0 | 0 | 2016-08-01 | 1900-01-01 | 9 | [8 empty] | PHYSIOTHERAPY |  |  |  | 0 | 0 | [12 empty] | admin | 2024-12-12 14:25 |  | BTL | 1300 | 0637462 |  |  |  | 1 | B | 0 |  | BTL INDUSTRIES MALAYSIA SDN BHD | BTL INDUSTRIES MALAYSIA SDN BHD |  | USA |  | PRINCIP ENGINEERING |  |  | 0 | 0 | 0 | 0 |  |  |  |  | 2015-08-20 | KPJ Ipoh Specialist Hospital | 1 | [12 empty] | 2025-08-01 | 2026-08-01 | bar: AUG
1256 | H07B200006 | - | BEMS | B | - | ACT | C | H07 | BEMS | PARAFFINIC BATH | PARAFFINIC BATH | BA | PHYSIOTHERAPY | GF | ISH/BE/01284 | 0 |  | 0 | HOSPITAL | 13000 | 0 | 0 | 0 | 0 | 0 | 0 | 0 | 0 | 0 | 0 | 2016-08-01 | 1900-01-01 | 9 | [8 empty] | PHYSIOTHERAPY |  |  |  | 0 | 0 | [12 empty] | admin | 2024-12-12 14:25 |  | BTL | 25 XL | 1540020-P |  |  |  | 1 | B | 0 |  | BTL INDUSTRIES MALAYSIA SDN BHD | BTL INDUSTRIES MALAYSIA SDN BHD |  | USA |  | PRINCIP ENGINEERING |  |  | 0 | 0 | 0 | 0 |  |  |  |  | 2015-08-20 | KPJ Ipoh Specialist Hospital | 1 | [12 empty] | 2025-08-01 | 2026-08-01 | bar: AUG
902 | H07B100902 | - | BEMS | B | - | ACT | C | H07 | BEMS | ULTRASOUND THERAPY UNIT | ULTRASOUND THERAPY UNIT | BA | PHYSIOTHERAPY | GF | ISH/BE/01424 | 0 |  | 0 | HOSPITAL | 13500 | 0 | 0 | 0 | 0 | 0 | 0 | 0 | 0 | 0 | 0 | 2018-06-01 | 1900-01-01 | 8 | [8 empty] | PHYSIOTHERAPY |  |  |  | 0 | 0 | [12 empty] | admin | 2024-12-12 14:25 |  | GYMNA | PULSON 200 | 75408 |  |  |  | 1 | B | 1 |  | MALAYSIAN HEALTHCARE SDN BHD | MALAYSIAN HEALTHCARE SDN BHD | STOR 130539(FA) | USA |  | PRINCIP ENGINEERING |  |  | 0 | 0 | 0 | 0 |  |  |  |  | 2016-06-28 | KPJ Ipoh Specialist Hospital | 1 | [12 empty] | 2025-08-01 | 2026-08-01 | bar: AUG
903 | H07B100903 | - | BEMS | B | - | ACT | C | H07 | BEMS | ULTRASOUND THERAPY UNIT | ULTRASOUND THERAPY UNIT | BA | PHYSIOTHERAPY | GF | ISH/BE/01524 | 0 |  | 0 | HOSPITAL | 7500 | 0 | 0 | 0 | 0 | 0 | 0 | 0 | 0 | 0 | 0 | 2018-07-01 | 1900-01-01 | 7 | [8 empty] | PHYSIOTHERAPY |  |  |  | 0 | 0 | [12 empty] | admin | 2024-12-12 14:25 |  | GYMNA | PULSON 100 | 101816 |  |  |  | 1 | B | 1 |  | PERNIAGAAN MEGA MEDIK | PERNIAGAAN MEGA MEDIK | STOR 142417 (FA) | USA |  | PRINCIP ENGINEERING |  |  | 0 | 0 | 0 | 0 |  |  |  |  | 2017-07-24 | KPJ Ipoh Specialist Hospital | 1 | [12 empty] | 2025-08-01 | 2026-08-01 | bar: AUG
904 | H07B100904 | - | BEMS | B | - | ACT | N | H07 | BEMS | ELECTRICAL COUCH | ELECTRICAL COUCH | BA | PHYSIOTHERAPY | GF | ISH/BE/01562 | 0 |  | 0 | HOSPITAL | 8300 | 0 | 0 | 0 | 0 | 0 | 0 | 0 | 0 | 0 | 0 | 2018-12-01 | 1900-01-01 | 7 | [8 empty] | PHYSIOTHERAPY |  |  |  | 0 | 0 | [12 empty] | admin | 2024-12-12 14:25 |  | GYMNA | G2 DUO | G043594 |  |  |  | 1 | B | 1 |  | MALAYSIAN HEALTHCARE SDN BHD | MALAYSIAN HEALTHCARE SDN BHD | STOR 147764 (FA) | USA |  | PRINCIP ENGINEERING |  |  | 0 | 0 | 0 | 0 |  |  |  |  | 2017-12-08 | KPJ Ipoh Specialist Hospital | 1 | [12 empty] | 2025-08-01 | 2026-08-01 | bar: AUG
905 | H07B100905 | - | BEMS | B | - | ACT | N | H07 | BEMS | ELECTRICAL COUCH | ELECTRICAL COUCH | BA | PHYSIOTHERAPY | GF | ISH/BE/01563 | 0 |  | 0 | HOSPITAL | 8300 | 0 | 0 | 0 | 0 | 0 | 0 | 0 | 0 | 0 | 0 | 2018-12-01 | 1900-01-01 | 7 | [8 empty] | PHYSIOTHERAPY |  |  |  | 0 | 0 | [12 empty] | admin | 2024-12-12 14:25 |  | GYMNA | G2 DUO | G043595 |  |  |  | 1 | B | 1 |  | MALAYSIAN HEALTHCARE SDN BHD | MALAYSIAN HEALTHCARE SDN BHD | STOR 147764 (FA) | USA |  | PRINCIP ENGINEERING |  |  | 0 | 0 | 0 | 0 |  |  |  |  | 2017-12-08 | KPJ Ipoh Specialist Hospital | 1 | [12 empty] | 2025-08-01 | 2026-08-01 | bar: AUG
906 | H07B100906 | - | BEMS | B | - | ACT | N | H07 | BEMS | ELECTRICAL COUCH | ELECTRICAL COUCH | BA | PHYSIOTHERAPY | GF | ISH/BE/01564 | 0 |  | 0 | HOSPITAL | 8300 | 0 | 0 | 0 | 0 | 0 | 0 | 0 | 0 | 0 | 0 | 2018-12-01 | 1900-01-01 | 7 | [8 empty] | PHYSIOTHERAPY |  |  |  | 0 | 0 | [12 empty] | admin | 2024-12-12 14:25 |  | GYMNA | G2 DUO | G043593 |  |  |  | 1 | B | 1 |  | MALAYSIAN HEALTHCARE SDN BHD | MALAYSIAN HEALTHCARE SDN BHD | STOR 147764 (FA) | USA |  | PRINCIP ENGINEERING |  |  | 0 | 0 | 0 | 0 |  |  |  |  | 2017-12-08 | KPJ Ipoh Specialist Hospital | 1 | [12 empty] | 2025-08-01 | 2026-08-01 | bar: AUG
907 | H07B100907 | - | BEMS | B | - | ACT | C | H07 | BEMS | ELECTROTHERAPY UNIT | ELECTROTHERAPY UNIT | BA | PHYSIOTHERAPY | GF | ISH/BE/01572 | 0 |  | 0 | HOSPITAL | 21200 | 0 | 0 | 0 | 0 | 0 | 0 | 0 | 0 | 0 | 0 | 2019-05-01 | 1900-01-01 | 6 | [8 empty] | PHYSIOTHERAPY |  |  |  | 0 | 0 | [12 empty] | admin | 2024-12-12 14:25 |  | ENRAF-NONIUS | ENDOMED 482 & VOCATRON 460 | 37122 |  |  |  | 1 | B | 1 |  | PERNIAGAAN MEGA MEDIK | PERNIAGAAN MEGA MEDIK | STOR 156692 | USA |  | PRINCIP ENGINEERING |  |  | 0 | 0 | 0 | 0 |  |  |  |  | 2018-05-31 | KPJ Ipoh Specialist Hospital | 1 | [12 empty] | 2025-08-01 | 2026-08-01 | bar: AUG
909 | H07B100909 | - | BEMS | B | - | ACT | N | H07 | BEMS | ELECTRICAL COUCH | ELECTRICAL COUCH | BA | PHYSIOTHERAPY | GF | ISH/BE/01498 | 0 |  | 0 | HOSPITAL | 5400 | 0 | 0 | 0 | 0 | 0 | 0 | 0 | 0 | 0 | 0 | 2017-10-01 | 1900-01-01 | 8 | [8 empty] | PHYSIOTHERAPY |  |  |  | 0 | 0 | [12 empty] | admin | 2024-12-12 14:25 |  | GYMNA | EC6200 | 91768 |  |  |  | 1 | B | 1 |  | PERNIAGAAN MEGA MEDIK | PERNIAGAAN MEGA MEDIK | STOR 135941 (FA) | USA |  | PRINCIP ENGINEERING |  |  | 0 | 0 | 0 | 0 |  |  |  |  | 2016-10-06 | KPJ Ipoh Specialist Hospital | 1 | [12 empty] | 2025-08-01 | 2026-08-01 | bar: AUG
910 | H07B100910 | - | BEMS | B | - | ACT | C | H07 | BEMS | ULTRASOUND THERAPY UNIT | ULTRASOUND THERAPY UNIT | BA | PHYSIOTHERAPY | GF | ISH/BE/01505 | 0 |  | 0 | HOSPITAL | 7800 | 0 | 0 | 0 | 0 | 0 | 0 | 0 | 0 | 0 | 0 | 2017-12-01 | 1900-01-01 | 8 | [8 empty] | PHYSIOTHERAPY |  |  |  | 0 | 0 | [12 empty] | admin | 2024-12-12 14:25 |  | GYMNA | PULSON 100 | 71759 |  |  |  | 1 | B | 1 |  | PERNIAGAAN MEGA MEDIK | PERNIAGAAN MEGA MEDIK | STOR 135941 (FA) | USA |  | PRINCIP ENGINEERING |  |  | 0 | 0 | 0 | 0 |  |  |  |  | 2017-12-30 | KPJ Ipoh Specialist Hospital | 1 | [12 empty] | 2025-08-01 | 2026-08-01 | bar: AUG
925 | H07B100925 | - | BEMS | B | - | ACT | N | H07 | BEMS | ELECTRICAL COUCH | ELECTRICAL COUCH | BA | PHYSIOTHERAPY | GF | ISH/BE/02038 | 0 |  | 0 | HOSPITAL | 6000 | 0 | 0 | 0 | 0 | 0 | 0 | 0 | 0 | 0 | 0 | 2013-12-01 | 1900-01-01 | 12 | [8 empty] | PHYSIOTHERAPY |  |  |  | 0 | 0 | [12 empty] | admin | 2024-12-12 14:25 |  | GYMNA | DUO CLASSIC | G014241 |  |  |  | 1 | B | 1 |  | MALAYSIA HEALTHCARE SDN BHD | MALAYSIA HEALTHCARE SDN BHD |  | USA |  | PRINCIP ENGINEERING |  |  | 0 | 0 | 0 | 0 |  |  |  |  | 2012-12-20 | KPJ Ipoh Specialist Hospital | 1 | [12 empty] | 2025-08-01 | 2026-08-01 | bar: AUG
944 | H07B100944 | 13461 | BEMS | B | - | ACT | N | H07 | BEMS | WEIGHING SCALES | WEIGHING SCALES | BB | PREMIER WARD | L05 | ISH/BE/01510 | 0 |  | 0 | HOSPITAL | 7600 | 0 | 0 | 0 | 0 | 0 | 0 | 0 | 0 | 0 | 0 | 2018-04-01 | 1900-01-01 | 10 | [8 empty] | PREMIER WARD |  |  |  | 0 | 0 | [12 empty] | admin | 2024-12-12 14:25 |  | SECA | 954 | 2110000000055861 |  |  |  | 1 | B | 1 |  | EQUIP MEDICAL (M) SDN BHD | EQUIP MEDICAL (M) SDN BHD | STOR143048 | GERMANY |  | PRINCIP ENGINEERING |  |  | 0 | 0 | 0 | 0 |  |  |  |  | 2017-04-10 | KPJ Ipoh Specialist Hospital | 1 | [12 empty] | 2025-08-01 | 2026-08-01 | bar: AUG
973 | H07B100973 | 13217 | BEMS | B | - | ACT | C | H07 | BEMS | SYRINGE PUMP | SYRINGE PUMP | BA | WARD 1 | L01 | ISH/BE/00066 | 0 |  | 0 | HOSPITAL | 2950 | 0 | 0 | 0 | 0 | 0 | 0 | 0 | 0 | 0 | 0 |  | 1900-01-01 | 17 | [8 empty] | WARD 1 |  |  |  | 0 | 0 | [12 empty] | admin | 2024-12-12 14:25 |  | TERUMO | TE331 NW2 | O6100071 | WARD 1 |  |  | 1 | B | 1 |  | HOSPIMETRIX SDN BHD | HOSPIMETRIX SDN BHD |  | JAPAN |  | PRINCIP ENGINEERING |  |  | 0 | 0 | 0 | 0 |  |  |  |  | 2007-07-26 | KPJ Ipoh Specialist Hospital | 1 | [12 empty] | 2025-08-01 | 2026-08-01 | bar: AUG
1070 | H07B101070 | 13461 | BEMS | B | - | ACT | N | H07 | BEMS | WEIGHING SCALES | WEIGHING SCALES | BB | WARD 7B | L03 | ISH/BE/00046 | 0 |  | 0 | HOSPITAL | 4800 | 0 | 0 | 0 | 0 | 0 | 0 | 0 | 0 | 0 | 0 |  | 1900-01-01 | 17 | [8 empty] | WARD 7B |  |  |  | 0 | 0 | [12 empty] | admin | 2024-12-12 14:25 |  | TCS | TCS-200-RT | EBS 1001 | WARD 7B |  |  | 1 | B | 1 |  | RITZ MEDICAL SDN BHD | RITZ MEDICAL SDN BHD |  | CHINA |  | PRINCIP ENGINEERING |  |  | 0 | 0 | 0 | 0 |  |  |  |  | 2007-04-16 | KPJ Ipoh Specialist Hospital | 1 | [12 empty] | 2025-08-01 | 2026-08-01 | bar: AUG
1110 | H07B101110 | 13461 | BEMS | B | - | ACT | N | H07 | BEMS | WEIGHING SCALES | WEIGHING SCALES | BA | WARD 3 | L02 | ISH/BE/01511 | 0 |  | 0 | HOSPITAL | 6659 | 0 | 0 | 0 | 0 | 0 | 0 | 0 | 0 | 0 | 0 | 2018-04-01 | 1900-01-01 | 1 | [8 empty] | WARD 3 |  |  |  | 0 | 0 | [12 empty] | admin | 2024-12-12 14:25 |  | SECA | 952 | 5952015151901 | WARD 3 |  |  | 1 | B | 1 |  | EQUIP MEDICAL (M) SDN BHD | EQUIP MEDICAL (M) SDN BHD | STOR 143295 (FA) | GERMANY |  | PRINCIP ENGINEERING |  |  | 0 | 0 | 0 | 0 |  |  |  |  | 2017-04-10 | KPJ Ipoh Specialist Hospital | 1 | [12 empty] | 2025-08-01 | 2026-08-01 | bar: AUG
1112 | H07B101112 | 10208 | BEMS | B | - | ACT | C | H07 | BEMS | ASPIRATORS | ASPIRATORS | BA | WARD 3 | L02 | ISH/BE/01565 | 0 |  | 0 | HOSPITAL | 675 | 0 | 0 | 0 | 0 | 0 | 0 | 0 | 0 | 0 | 0 | 2019-02-01 | 1900-01-01 | 0 | [8 empty] | WARD 3 |  |  |  | 0 | 0 | [12 empty] | admin | 2024-12-12 14:25 |  | YUWELL | 7EC | 7EC17734 | WARD 3 |  |  | 1 | B | 1 |  | HARMONI JAYA | HARMONI JAYA | STOR155715 | CHINA |  | PRINCIP ENGINEERING |  |  | 0 | 0 | 0 | 0 |  |  |  |  | 2018-02-20 | KPJ Ipoh Specialist Hospital | 1 | [12 empty] | 2025-08-01 | 2026-08-01 | bar: AUG
1179 | H07B101179 | 13462 | BEMS | B | - | ACT | N | H07 | BEMS | WEIGHING SCALES, BABY | WEIGHING SCALES, BABY | BA | WARD 2 | L02 | ISH/BE/02037 | 0 |  |  | HOSPITAL | 4600 | 0 | 0 | 0 | 0 | 0 | 0 | 0 | 0 | 0 | 0 | 2029-08-25 | 1900-01-01 | 0 | [8 empty] | WARD 2 |  |  |  | 0 | 0 | [12 empty] | admin | 2024-12-12 14:25 |  | MARSDEN | M-400-80D | 22405271 | WARD 2 |  |  | 1 | B | 1 |  | SUP100026 | PRINCIP ENGINEERING | STOR 229912 (FA) | UK |  | PRINCIP ENGINEERING |  |  | 0 | 0 | 0 | 0 |  |  |  |  | 2024-08-26 | KPJ Ipoh Specialist Hospital | 1 | [12 empty] | 2025-08-01 | 2026-08-01 | bar: AUG
1245 | H07B101245 | 13461 | BEMS | B | - | ACT | N | H07 | BEMS | WEIGHING SCALES | WEIGHING SCALES | BB | PUBLIC RELATION | L01 | ISH/BE/02036 | 0 |  | 0 | HOSPITAL | 3600 | 0 | 0 | 0 | 0 | 0 | 0 | 0 | 0 | 0 | 0 | 2029-08-25 | 1900-01-01 | 0 | [8 empty] | PUBLIC RELATION |  |  |  | 0 | 0 | [12 empty] | admin | 2024-12-12 14:25 |  | MARSDEN | M-125 | 22401321 |  |  |  | 1 | B | 1 |  | SUP100026 | PRINCIP ENGINEERING | STOR 229912 (FA) | UK |  | PRINCIP ENGINEERING |  |  | 0 | 0 | 0 | 0 |  |  |  |  | 2024-08-26 | KPJ Ipoh Specialist Hospital | 1 | [12 empty] | 2025-08-01 | 2026-08-01 | bar: AUG
182 | H07B100182 | 10208 | BEMS | B | - | ACT | N | H07 | BEMS | ASPIRATOR | ASPIRATOR | BA | HDU | L02 | ISH/BE/02046 | 0 |  | 0 | HOSPITAL | 1400 | 0 | 0 | 0 | 0 | 0 | 0 | 0 | 0 | 0 | 0 | 2025-09-04 | 1900-01-01 | 0 | [8 empty] | HDU |  |  |  | 0 | 0 | [12 empty] | admin | 2024-12-12 14:25 |  | CA-MI | NEW ASKIR 30 PROXIMITY | 8447 | HIGH DEPENDENCY UNIT |  |  | 1 | B | 1 |  | SUP100026 | PRINCIP ENGINEERING | STOR 229889 | ITALY |  | PRINCIP ENGINEERING |  |  | 0 | 0 | 0 | 0 |  |  |  |  | 2024-09-05 | KPJ Ipoh Specialist Hospital | 1 | [12 empty] | 2025-09-01 | 2026-09-01 | bar: SEP
240 | H07B100240 | 10447 | BEMS | B | - | ACT | C | H07 | BEMS | BLOOD WARMER | BLOOD WARMER | BA | CICU | L01 | ISH/BE/00256 | 0 |  | 0 | HOSPITAL | 1800 | 0 | 0 | 0 | 0 | 0 | 0 | 0 | 0 | 0 | 0 |  | 1900-01-01 | 24 | [8 empty] | CICU |  |  |  | 0 | 0 | [12 empty] | admin | 2024-12-12 14:25 |  | HOTLINE | HL-90 220V | 1998-01286 | CARDIAC INTESIVE CARE UNIT |  |  | 1 | B | 1 |  | ANTAH SRI RADIN SDN BHD | ANTAH SRI RADIN SDN BHD |  | USA |  | PRIMED MEDICAL SDN BHD |  |  | 0 | 0 | 0 | 0 |  |  |  |  | 2000-06-22 | KPJ Ipoh Specialist Hospital | 1 | [12 empty] | 2025-09-01 | 2026-09-01 | bar: SEP
290 | H07B100290 | 10134 | BEMS | B | - | ACT | C | H07 | BEMS | ANEASTHESIA UNITS | ANEASTHESIA UNITS | BA | OT | L01 | ISH/BE/00474 | 0 |  | 0 | HOSPITAL | 120000 | 0 | 0 | 0 | 0 | 0 | 0 | 0 | 0 | 0 | 0 |  | 1900-01-01 | 23 | [8 empty] | OT |  |  |  | 0 | 0 | [12 empty] | admin | 2024-12-12 14:25 |  | DRAGER | (TITUS MRI) | ARRD 0011 | OPERATION THEATRE |  |  | 1 | B | 1 |  | DREAGER MEDICAL S.E.A PTE LTD | DREAGER MEDICAL S.E.A PTE LTD |  | GERMANY |  | DREAGER MEDICAL S.E.A PTE LTD |  |  | 0 | 0 | 0 | 0 |  |  |  |  | 2001-07-20 | KPJ Ipoh Specialist Hospital | 1 | [12 empty] | 2025-09-01 | 2026-09-01 | bar: SEP
300 | H07B100300 | 14074 | BEMS | B | - | ACT | C | H07 | BEMS | AUTOMATIC TOURNIQUET | AUTOMATIC TOURNIQUET | BA | OT | L01 | ISH/BE/01717 | 0 |  | 0 | HOSPITAL | 38707.5 | 0 | 0 | 0 | 0 | 0 | 0 | 0 | 0 | 0 | 0 | 2023-09-01 | 1900-01-01 | 10 | [8 empty] | OT |  |  |  | 0 | 0 | [12 empty] | admin | 2024-12-12 14:25 |  | VBM | TT20 | 00902 | OPERATION THEATRE |  |  | 1 | B | 1 |  | SURIA MEDIK SDN BHD | SURIA MEDIK SDN BHD | STOR204533 | GERMANY |  | SURIA MEDIK SDN BHD |  |  | 0 | 0 | 0 | 0 |  |  |  |  | 2022-09-02 | KPJ Ipoh Specialist Hospital | 1 | [12 empty] | 2025-09-01 | 2026-09-01 | bar: SEP
463 | H07B100463 | 15786 | BEMS | B | - | ACT | C | H07 | BEMS | SEALING MACHINE | SEALING MACHINE | BA | OT CSSD | L01 | ISH/BE/01913 | 0 |  | 0 | HOSPITAL | 12500 | 0 | 0 | 0 | 0 | 0 | 0 | 0 | 0 | 0 | 0 | 2024-12-09 | 1900-01-01 | 1 | [8 empty] | OT CSSD |  |  |  | 0 | 0 | [12 empty] | admin | 2024-12-12 14:25 |  | GANDUS | REBI PRT EVO | 0471 |  |  |  | 1 | B | 1 |  | AHTAH SRI RADIN SDN BHD | AHTAH SRI RADIN SDN BHD | STOR 206815 | ITALY |  | ANTAH SRI RADIN SDN BHD |  |  | 0 | 0 | 0 | 0 |  |  |  |  | 2023-09-13 | KPJ Ipoh Specialist Hospital | 1 | [12 empty] | 2025-09-01 | 2026-09-01 | bar: SEP
464 | H07B100464 | 16228 | BEMS | B | - | ACT | C | H07 | BEMS | LITHOCLAST | LITHOCLAST | BA | OT | L01 | ISH/BE/01914 | 0 |  | 0 | HOSPITAL | 235000 | 0 | 0 | 0 | 0 | 0 | 0 | 0 | 0 | 0 | 0 |  | 1900-01-01 | 1 | [8 empty] | OT |  |  |  | 0 | 0 | [12 empty] | admin | 2024-12-12 14:25 |  | EMS SWISS | LITHOCLAST MASTER | BC 03488 | OPERATION THEATRE |  |  | 1 | B | 1 |  | BH ENTERPRISE SDN BHD | BH ENTERPRISE SDN BHD | STOR 215128 | SWITZERLAND |  | BH ENTERPRISE SDN BHD |  |  | 0 | 0 | 0 | 0 |  |  |  |  | 2023-09-18 | KPJ Ipoh Specialist Hospital | 1 | [12 empty] | 2025-09-01 | 2026-09-01 | bar: SEP
571 | H07B100571 | 10208 | BEMS | B | - | ACT | C | H07 | BEMS | ASPIRATOR | ASPIRATOR | BA | CATHLAB | GF | ISH/BE/02068 | 0 |  | 0 | HOSPITAL | 1400 | 0 | 0 | 0 | 0 | 0 | 0 | 0 | 0 | 0 | 0 | 2025-09-25 | 1900-01-01 | 0 | [8 empty] | CATHLAB |  |  |  | 0 | 0 | [12 empty] | admin | 2024-12-12 14:25 |  | CA-MI | NEW ASKIR 30 PROXIMITY | 8445 | CATHETERIZATION LABORATORY |  |  | 1 | B | 1 |  | SUP100026 | PRINCIP ENGINEERING | STOR 230476 | ITALY |  | PRINCIP ENGINEERING |  |  | 0 | 0 | 0 | 0 |  |  |  |  | 2024-09-26 | KPJ Ipoh Specialist Hospital | 1 | [12 empty] | 2025-09-01 | 2026-09-01 | bar: SEP
685 | H07B100685 | - | BEMS | B | - | ACT | C | H07 | BEMS | AUDITORY BRAINSTEM RESPONSE (ABR) | AUDITORY BRAINSTEM RESPONSE (ABR) | BB | DIAGNOSTIC CENTRE | L01 | ISH/BE/01584 | 0 |  | 0 | HOSPITAL | 133000 | 0 | 0 | 0 | 0 | 0 | 0 | 0 | 0 | 0 | 0 | 2021-01-01 | 1900-01-01 | 5 | [8 empty] | DIAGNOSTIC CENTRE |  |  |  | 0 | 0 | [12 empty] | admin | 2024-12-12 14:25 |  | INTERACOUSTICS | ECLIPSE EP15 | SN0972700 |  |  |  | 1 | B | 1 |  | OTICON MALAYSIA SDN BHD | OTICON MALAYSIA SDN BHD | STOR 166454 | USA |  | OTICON MALAYSIA SDN BHD |  |  | 0 | 0 | 0 | 0 |  |  |  |  | 2019-01-18 | KPJ Ipoh Specialist Hospital | 1 | [12 empty] | 2025-09-01 | 2026-09-01 | bar: SEP
686 | H07B100686 | - | BEMS | B | - | ACT | C | H07 | BEMS | PEDIATRIC AUDIOMETER | PEDIATRIC AUDIOMETER | BB | DIAGNOSTIC CENTRE | L01 | ISH/BE/01585 | 0 |  | 0 | HOSPITAL | 0 | 0 | 0 | 0 | 0 | 0 | 0 | 0 | 0 | 0 | 0 | 2021-01-01 | 1900-01-01 | 5 | [8 empty] | DIAGNOSTIC CENTRE |  |  |  | 0 | 0 | [12 empty] | admin | 2024-12-12 14:25 |  | INTERACOUSTICS | PA5 | SN0963306 |  |  |  | 1 | B | 1 |  | OTICON MALAYSIA SDN BHD | OTICON MALAYSIA SDN BHD | STOR 166454 | USA |  | OTICON MALAYSIA SDN BHD |  |  | 0 | 0 | 0 | 0 |  |  |  |  | 2019-01-18 | KPJ Ipoh Specialist Hospital | 1 | [12 empty] | 2025-09-01 | 2026-09-01 | bar: SEP
724 | H07B100724 | 13461 | BEMS | B | - | ACT | N | H07 | BEMS | WEIGHING SCALES | WEIGHING SCALES | BA | DIAGNOSTIC CENTRE | L01 | ISH/BE/02040 | 0 |  | 0 | HOSPITAL | 3600 | 0 | 0 | 0 | 0 | 0 | 0 | 0 | 0 | 0 | 0 | 2029-09-04 | 1900-01-01 | 0 | [8 empty] | DIAGNOSTIC CENTRE |  |  |  | 0 | 0 | [12 empty] | admin | 2024-12-12 14:25 |  | MARSDEN | M-125 | 22304469 |  |  |  | 1 | B | 1 |  | SUP100026 | PRINCIP ENGINEERING | STOR 230134 | UK |  | PRINCIP ENGINEERING |  |  | 0 | 0 | 0 | 0 |  |  |  |  | 2024-09-05 | KPJ Ipoh Specialist Hospital | 1 | [12 empty] | 2025-09-01 | 2026-09-01 | bar: SEP
725 | H07B100725 | - | BEMS | B | - | ACT | C | H07 | BEMS | NEURO EQULIBRIUM PRINTER | NEURO EQULIBRIUM PRINTER | BA | DIAGNOSTIC CENTRE | L01 | ISH/BE/02049 | 0 |  | 0 | HOSPITAL | 248000 | 0 | 0 | 0 | 0 | 0 | 0 | 0 | 0 | 0 | 0 | 2026-09-04 | 1900-01-01 | 0 | [8 empty] | DIAGNOSTIC CENTRE |  |  |  | 0 | 0 | [12 empty] | admin | 2024-12-12 14:25 |  | HP | HP | CN45GDZNKP |  |  |  | 1 | B | 1 |  | WEANSA SOLUTION SDN BHD | WEANSA SOLUTION SDN BHD | STOR 228952 | INDIA |  | WEANSA SOLUTION SDN BHD |  |  | 0 | 0 | 0 | 0 |  |  |  |  | 2024-09-05 | KPJ Ipoh Specialist Hospital | 1 | [12 empty] | 2025-09-01 | 2026-09-01 | bar: SEP
726 | H07B100726 | - | BEMS | B | - | ACT | C | H07 | BEMS | NEURO EQULIBRIUM VNG | NEURO EQULIBRIUM VNG | BA | DIAGNOSTIC CENTRE | L01 | ISH/BE/02050 | 0 |  | 0 | HOSPITAL | 0 | 0 | 0 | 0 | 0 | 0 | 0 | 0 | 0 | 0 | 0 | 2026-09-04 | 1900-01-01 | 0 | [8 empty] | DIAGNOSTIC CENTRE |  |  |  | 0 | 0 | [12 empty] | admin | 2024-12-12 14:25 |  | NEURO EQULIBRIUM | VNG/NE-P14 | VNG2425 |  |  |  | 1 | B | 1 |  | WEANSA SOLUTION SDN BHD | WEANSA SOLUTION SDN BHD | STOR 228952 | INDIA |  | WEANSA SOLUTION SDN BHD |  |  | 0 | 0 | 0 | 0 |  |  |  |  | 2024-09-05 | KPJ Ipoh Specialist Hospital | 1 | [12 empty] | 2025-09-01 | 2026-09-01 | bar: SEP
727 | H07B100727 | - | BEMS | B | - | ACT | C | H07 | BEMS | NEURO EQULIBRIUM VHIT | NEURO EQULIBRIUM VHIT | BA | DIAGNOSTIC CENTRE | L01 | ISH/BE/02051 | 0 |  | 0 | HOSPITAL | 0 | 0 | 0 | 0 | 0 | 0 | 0 | 0 | 0 | 0 | 0 | 2026-09-04 | 1900-01-01 | 0 | [8 empty] | DIAGNOSTIC CENTRE |  |  |  | 0 | 0 | [12 empty] | admin | 2024-12-12 14:25 |  | NEURO EQULIBRIUM | VHIT 101/NE-P14 | VHIT2414 |  |  |  | 1 | B | 1 |  | WEANSA SOLUTION SDN BHD | WEANSA SOLUTION SDN BHD | STOR 228952 | INDIA |  | WEANSA SOLUTION SDN BHD |  |  | 0 | 0 | 0 | 0 |  |  |  |  | 2024-09-05 | KPJ Ipoh Specialist Hospital | 1 | [12 empty] | 2025-09-01 | 2026-09-01 | bar: SEP
728 | H07B100728 | - | BEMS | B | - | ACT | C | H07 | BEMS | NEURO EQULIBRIUM SVV | NEURO EQULIBRIUM SVV | BA | DIAGNOSTIC CENTRE | L01 | ISH/BE/02052 | 0 |  | 0 | HOSPITAL | 0 | 0 | 0 | 0 | 0 | 0 | 0 | 0 | 0 | 0 | 0 | 2026-09-04 | 1900-01-01 | 0 | [8 empty] | DIAGNOSTIC CENTRE |  |  |  | 0 | 0 | [12 empty] | admin | 2024-12-12 14:25 |  | NEURO EQULIBRIUM | SVV 201/NE-P14 | SVV2333 |  |  |  | 1 | B | 1 |  | WEANSA SOLUTION SDN BHD | WEANSA SOLUTION SDN BHD | STOR 228952 | INDIA |  | WEANSA SOLUTION SDN BHD |  |  | 0 | 0 | 0 | 0 |  |  |  |  | 2024-09-05 | KPJ Ipoh Specialist Hospital | 1 | [12 empty] | 2025-09-01 | 2026-09-01 | bar: SEP
729 | H07B100729 | - | BEMS | B | - | ACT | C | H07 | BEMS | NEURO EQULIBRIUM DVA | NEURO EQULIBRIUM DVA | BA | DIAGNOSTIC CENTRE | L01 | ISH/BE/02053 | 0 |  | 0 | HOSPITAL | 0 | 0 | 0 | 0 | 0 | 0 | 0 | 0 | 0 | 0 | 0 | 2026-09-04 | 1900-01-01 | 0 | [8 empty] | DIAGNOSTIC CENTRE |  |  |  | 0 | 0 | [12 empty] | admin | 2024-12-12 14:25 |  | NEURO EQULIBRIUM | DVA 101/NE-P14 | DVA2425 |  |  |  | 1 | B | 1 |  | WEANSA SOLUTION SDN BHD | WEANSA SOLUTION SDN BHD | STOR 228952 | INDIA |  | WEANSA SOLUTION SDN BHD |  |  | 0 | 0 | 0 | 0 |  |  |  |  | 2024-09-05 | KPJ Ipoh Specialist Hospital | 1 | [12 empty] | 2025-09-01 | 2026-09-01 | bar: SEP
730 | H07B100730 | - | BEMS | B | - | ACT | C | H07 | BEMS | NEURO EQULIBRIUM CCG | NEURO EQULIBRIUM CCG | BA | DIAGNOSTIC CENTRE | L01 | ISH/BE/02054 | 0 |  | 0 | HOSPITAL | 0 | 0 | 0 | 0 | 0 | 0 | 0 | 0 | 0 | 0 | 0 | 2026-09-04 | 1900-01-01 | 0 | [8 empty] | DIAGNOSTIC CENTRE |  |  |  | 0 | 0 | [12 empty] | admin | 2024-12-12 14:25 |  | NEURO EQULIBRIUM | CCG 101/NE-P14 | CCGB2402 |  |  |  | 1 | B | 1 |  | WEANSA SOLUTION SDN BHD | WEANSA SOLUTION SDN BHD | STOR 228952 | INDIA |  | WEANSA SOLUTION SDN BHD |  |  | 0 | 0 | 0 | 0 |  |  |  |  | 2024-09-05 | KPJ Ipoh Specialist Hospital | 1 | [12 empty] | 2025-09-01 | 2026-09-01 | bar: SEP
731 | H07B100731 | - | BEMS | B | - | ACT | C | H07 | BEMS | NEURO EQULIBRIUM CCG | NEURO EQULIBRIUM CCG | BA | DIAGNOSTIC CENTRE | L01 | ISH/BE/02055 | 0 |  | 0 | HOSPITAL | 0 | 0 | 0 | 0 | 0 | 0 | 0 | 0 | 0 | 0 | 0 | 2026-09-04 | 1900-01-01 | 0 | [8 empty] | DIAGNOSTIC CENTRE |  |  |  | 0 | 0 | [12 empty] | admin | 2024-12-12 14:25 |  | NEURO EQULIBRIUM | CCG 101/NE-P14 | CCGR2402 |  |  |  | 1 | B | 1 |  | WEANSA SOLUTION SDN BHD | WEANSA SOLUTION SDN BHD | STOR 228952 | INDIA |  | WEANSA SOLUTION SDN BHD |  |  | 0 | 0 | 0 | 0 |  |  |  |  | 2024-09-05 | KPJ Ipoh Specialist Hospital | 1 | [12 empty] | 2025-09-01 | 2026-09-01 | bar: SEP
732 | H07B100732 | - | BEMS | B | - | ACT | C | H07 | BEMS | NEURO EQULIBRIUM CCG | NEURO EQULIBRIUM CCG | BA | DIAGNOSTIC CENTRE | L01 | ISH/BE/02056 | 0 |  | 0 | HOSPITAL | 0 | 0 | 0 | 0 | 0 | 0 | 0 | 0 | 0 | 0 | 0 | 2026-09-04 | 1900-01-01 | 0 | [8 empty] | DIAGNOSTIC CENTRE |  |  |  | 0 | 0 | [12 empty] | admin | 2024-12-12 14:25 |  | NEURO EQULIBRIUM | CCG 101/NE-P14 | CCGC2405 |  |  |  | 1 | B | 1 |  | WEANSA SOLUTION SDN BHD | WEANSA SOLUTION SDN BHD | STOR 228952 | INDIA |  | WEANSA SOLUTION SDN BHD |  |  | 0 | 0 | 0 | 0 |  |  |  |  | 2024-09-05 | KPJ Ipoh Specialist Hospital | 1 | [12 empty] | 2025-09-01 | 2026-09-01 | bar: SEP
733 | H07B100733 | - | BEMS | B | - | ACT | C | H07 | BEMS | NEURO EQULIBRIUM PTG | NEURO EQULIBRIUM PTG | BA | DIAGNOSTIC CENTRE | L01 | ISH/BE/02057 | 0 |  | 0 | HOSPITAL | 0 | 0 | 0 | 0 | 0 | 0 | 0 | 0 | 0 | 0 | 0 | 2026-09-04 | 1900-01-01 | 0 | [8 empty] | DIAGNOSTIC CENTRE |  |  |  | 0 | 0 | [12 empty] | admin | 2024-12-12 14:25 |  | NEURO EQULIBRIUM | PTG 101/NE-P14 | PTG2411 |  |  |  | 1 | B | 1 |  | WEANSA SOLUTION SDN BHD | WEANSA SOLUTION SDN BHD | STOR 228952 | INDIA |  | WEANSA SOLUTION SDN BHD |  |  | 0 | 0 | 0 | 0 |  |  |  |  | 2024-09-05 | KPJ Ipoh Specialist Hospital | 1 | [12 empty] | 2025-09-01 | 2026-09-01 | bar: SEP
734 | H07B100734 | - | BEMS | B | - | ACT | C | H07 | BEMS | NEURO EQULIBRIUM TV | NEURO EQULIBRIUM TV | BA | DIAGNOSTIC CENTRE | L01 | ISH/BE/02058 | 0 |  | 0 | HOSPITAL | 0 | 0 | 0 | 0 | 0 | 0 | 0 | 0 | 0 | 0 | 0 | 2026-09-04 | 1900-01-01 | 0 | [8 empty] | DIAGNOSTIC CENTRE |  |  |  | 0 | 0 | [12 empty] | admin | 2024-12-12 14:25 |  | PHILIPS | PHILIPS | YFIA2422002849 |  |  |  | 1 | B | 1 |  | WEANSA SOLUTION SDN BHD | WEANSA SOLUTION SDN BHD | STOR 228952 | INDIA |  | WEANSA SOLUTION SDN BHD |  |  | 0 | 0 | 0 | 0 |  |  |  |  | 2024-09-05 | KPJ Ipoh Specialist Hospital | 1 | [12 empty] | 2025-09-01 | 2026-09-01 | bar: SEP
735 | H07B100735 | - | BEMS | B | - | ACT | C | H07 | BEMS | NEURO EQULIBRIUM LAPTOP | NEURO EQULIBRIUM LAPTOP | BA | DIAGNOSTIC CENTRE | L01 | ISH/BE/02059 | 0 |  | 0 | HOSPITAL | 0 | 0 | 0 | 0 | 0 | 0 | 0 | 0 | 0 | 0 | 0 | 2026-09-04 | 1900-01-01 | 0 | [8 empty] | DIAGNOSTIC CENTRE |  |  |  | 0 | 0 | [12 empty] | admin | 2024-12-12 14:25 |  | HP | HP | 5CD413TF7K |  |  |  | 1 | B | 1 |  | WEANSA SOLUTION SDN BHD | WEANSA SOLUTION SDN BHD | STOR 228952 | INDIA |  | WEANSA SOLUTION SDN BHD |  |  | 0 | 0 | 0 | 0 |  |  |  |  | 2024-09-05 | KPJ Ipoh Specialist Hospital | 1 | [12 empty] | 2025-09-01 | 2026-09-01 | bar: SEP
736 | H07B100736 | 10208 | BEMS | B | - | ACT | N | H07 | BEMS | ASPIRATOR | ASPIRATOR | BA | DIAGNOSTIC CENTRE | L01 | ISH/BE/02067 | 0 |  | 0 | HOSPITAL | 1400 | 0 | 0 | 0 | 0 | 0 | 0 | 0 | 0 | 0 | 0 | 2025-09-25 | 1900-01-01 | 0 | [8 empty] | DIAGNOSTIC CENTRE |  |  |  | 0 | 0 | [12 empty] | admin | 2024-12-12 14:25 |  | CA-MI | NEW ASKIR 30 PROXIMITY | 8444 |  |  |  | 1 | B | 1 |  | SUP100026 | PRINCIP ENGINEERING | STOR 230476 | ITALY |  | PRINCIP ENGINEERING |  |  | 0 | 0 | 0 | 0 |  |  |  |  | 2024-09-26 | KPJ Ipoh Specialist Hospital | 1 | [12 empty] | 2025-09-01 | 2026-09-01 | bar: SEP
789 | H07B100789 | 10208 | BEMS | B | - | ACT | C | H07 | BEMS | ASPIRATOR | ASPIRATOR | BA | DIALYSIS CENTRE | GF | ISH/BE/02044 | 0 |  | 0 | HOSPITAL | 1400 | 0 | 0 | 0 | 0 | 0 | 0 | 0 | 0 | 0 | 0 | 2025-09-04 | 1900-01-01 | 0 | [8 empty] | DIALYSIS CENTRE |  |  |  | 0 | 0 | [12 empty] | admin | 2024-12-12 14:25 |  | CA-MI | NEW ASKIR 30 PROXIMITY | 8456 |  |  |  | 1 | B | 1 |  | SUP100026 | PRINCIP ENGINEERING | STOR 229889 | ITALY |  | PRINCIP ENGINEERING |  |  | 0 | 0 | 0 | 0 |  |  |  |  | 2024-09-05 | KPJ Ipoh Specialist Hospital | 1 | [12 empty] | 2025-09-01 | 2026-09-01 | bar: SEP
790 | H07B100790 | 10208 | BEMS | B | - | ACT | C | H07 | BEMS | ASPIRATOR | ASPIRATOR | BA | DIALYSIS CENTRE | GF | ISH/BE/02065 | 0 |  | 0 | HOSPITAL | 1400 | 0 | 0 | 0 | 0 | 0 | 0 | 0 | 0 | 0 | 0 | 2025-09-25 | 1900-01-01 | 0 | [8 empty] | DIALYSIS CENTRE |  |  |  | 0 | 0 | [12 empty] | admin | 2024-12-12 14:25 |  | CA-MI | NEW ASKIR 30 PROXIMITY | 8462 |  |  |  | 1 | B | 1 |  | SUP100026 | PRINCIP ENGINEERING | STOR 230476 | ITALY |  | PRINCIP ENGINEERING |  |  | 0 | 0 | 0 | 0 |  |  |  |  | 2024-09-26 | KPJ Ipoh Specialist Hospital | 1 | [12 empty] | 2025-09-01 | 2026-09-01 | bar: SEP
926 | H07B100926 | - | BEMS | B | - | ACT | C | H07 | BEMS | NEURO MASCULAR ELECTRICAL STIMULATION | NEURO MASCULAR ELECTRICAL STIMULATION | BA | PHYSIOTHERAPY | GF | ISH/BE/02047 | 0 |  | 0 | HOSPITAL | 5300 | 0 | 0 | 0 | 0 | 0 | 0 | 0 | 0 | 0 | 0 | 2025-09-04 | 1900-01-01 | 0 | [8 empty] | PHYSIOTHERAPY |  |  |  | 0 | 0 | [12 empty] | admin | 2024-12-12 14:25 |  | DJO | COMPEX | YRP076730 |  |  |  | 1 | B | 1 |  | SYARIKAT WELLCHEM SDN BHD | SYARIKAT WELLCHEM SDN BHD | STOR 229878 | FRANCE |  | SYARIKAT WELLCHEM SDN BHD |  |  | 0 | 0 | 0 | 0 |  |  |  |  | 2024-09-05 | KPJ Ipoh Specialist Hospital | 1 | [12 empty] | 2025-09-01 | 2026-09-01 | bar: SEP
927 | H07B100927 | - | BEMS | B | - | ACT | C | H07 | BEMS | NEURO MASCULAR ELECTRICAL STIMULATION | NEURO MASCULAR ELECTRICAL STIMULATION | BA | PHYSIOTHERAPY | GF | ISH/BE/02048 | 0 |  | 0 | HOSPITAL | 5300 | 0 | 0 | 0 | 0 | 0 | 0 | 0 | 0 | 0 | 0 | 2025-09-04 | 1900-01-01 | 0 | [8 empty] | PHYSIOTHERAPY |  |  |  | 0 | 0 | [12 empty] | admin | 2024-12-12 14:25 |  | DJO | COMPEX | YRP077501 |  |  |  | 1 | B | 1 |  | SYARIKAT WELLCHEM SDN BHD | SYARIKAT WELLCHEM SDN BHD | STOR 229878 | FRANCE |  | SYARIKAT WELLCHEM SDN BHD |  |  | 0 | 0 | 0 | 0 |  |  |  |  | 2024-09-05 | KPJ Ipoh Specialist Hospital | 1 | [12 empty] | 2025-09-01 | 2026-09-01 | bar: SEP
929 | H07B100929 | 10208 | BEMS | B | - | ACT | N | H07 | BEMS | ASPIRATOR | ASPIRATOR | BA | PHYSIOTHERAPY | GF | ISH/BE/02066 | 0 |  | 0 | HOSPITAL | 1400 | 0 | 0 | 0 | 0 | 0 | 0 | 0 | 0 | 0 | 0 | 2025-09-25 | 1900-01-01 | 0 | [8 empty] | PHYSIOTHERAPY |  |  |  | 0 | 0 | [12 empty] | admin | 2024-12-12 14:25 |  | CA-MI | NEW ASKIR 30 PROXIMITY | 8463 |  |  |  | 1 | B | 1 |  | SUP100026 | PRINCIP ENGINEERING | STOR 230476 | ITALY |  | PRINCIP ENGINEERING |  |  | 0 | 0 | 0 | 0 |  |  |  |  | 2024-09-26 | KPJ Ipoh Specialist Hospital | 1 | [12 empty] | 2025-09-01 | 2026-09-01 | bar: SEP
963 | H07B100963 | 12276 | BEMS | B | - | ACT | N | H07 | BEMS | EXAMINATION LIGHT | EXAMINATION LIGHT | BB | SESSIONAL CLINIC | L02 | ISH/BE/00570 | 0 |  | 0 | HOSPITAL | 500 | 0 | 0 | 0 | 0 | 0 | 0 | 0 | 0 | 0 | 0 |  | 1900-01-01 | 17 | [8 empty] | SESSIONAL CLINIC |  |  |  | 0 | 0 | [12 empty] | admin | 2024-12-12 14:25 |  | TCS | N/A | ST/1D50/01 |  |  |  | 1 | B | 1 |  | RITZ MEDICAL SDN BHD | RITZ MEDICAL SDN BHD |  | CHINA |  | BEMS ISH |  |  | 0 | 0 | 0 | 0 |  |  |  |  | 2007-03-07 | KPJ Ipoh Specialist Hospital | 1 | [12 empty] | 2025-09-01 | 2026-09-01 | bar: SEP
1066 | H07B101066 | 10208 | BEMS | B | - | ACT | C | H07 | BEMS | ASPIRATOR | ASPIRATOR | BA | WARD 1 | L01 | ISH/BE/02041 | 0 |  | 0 | HOSPITAL | 1400 | 0 | 0 | 0 | 0 | 0 | 0 | 0 | 0 | 0 | 0 | 2025-09-04 | 1900-01-01 | 0 | [8 empty] | WARD 1 |  |  |  | 0 | 0 | [12 empty] | admin | 2024-12-12 14:25 |  | CA-MI | NEW ASKIR 30 PROXIMITY | 8468 | WARD 1 |  |  | 1 | B | 1 |  | SUP100026 | PRINCIP ENGINEERING | STOR 229889 | ITALY |  | PRINCIP ENGINEERING |  |  | 0 | 0 | 0 | 0 |  |  |  |  | 2024-09-05 | KPJ Ipoh Specialist Hospital | 1 | [12 empty] | 2025-09-01 | 2026-09-01 | bar: SEP
1067 | H07B101067 | 10208 | BEMS | B | - | ACT | C | H07 | BEMS | ASPIRATOR | ASPIRATOR | BA | WARD 1 | L01 | ISH/BE/02042 | 0 |  | 0 | HOSPITAL | 1400 | 0 | 0 | 0 | 0 | 0 | 0 | 0 | 0 | 0 | 0 | 2025-09-04 | 1900-01-01 | 0 | [8 empty] | WARD 1 |  |  |  | 0 | 0 | [12 empty] | admin | 2024-12-12 14:25 |  | CA-MI | NEW ASKIR 30 PROXIMITY | 8129 | WARD 1 |  |  | 1 | B | 1 |  | SUP100026 | PRINCIP ENGINEERING | STOR 229889 | ITALY |  | PRINCIP ENGINEERING |  |  | 0 | 0 | 0 | 0 |  |  |  |  | 2024-09-05 | KPJ Ipoh Specialist Hospital | 1 | [12 empty] | 2025-09-01 | 2026-09-01 | bar: SEP
1099 | H07B101099 | 10208 | BEMS | B | - | ACT | C | H07 | BEMS | ASPIRATOR | ASPIRATOR | BB | WARD 7B | L03 | ISH/BE/02045 | 0 |  | 0 | HOSPITAL | 1400 | 0 | 0 | 0 | 0 | 0 | 0 | 0 | 0 | 0 | 0 | 2025-09-04 | 1900-01-01 | 0 | [8 empty] | WARD 7B |  |  |  | 0 | 0 | [12 empty] | admin | 2024-12-12 14:25 |  | CA-MI | NEW ASKIR 30 PROXIMITY | 8457 | WARD 7B |  |  | 1 | B | 1 |  | SUP100026 | PRINCIP ENGINEERING | STOR 229889 | ITALY |  | PRINCIP ENGINEERING |  |  | 0 | 0 | 0 | 0 |  |  |  |  | 2024-09-05 | KPJ Ipoh Specialist Hospital | 1 | [12 empty] | 2025-09-01 | 2026-09-01 | bar: SEP
1180 | H07B101180 | 10208 | BEMS | B | - | ACT | N | H07 | BEMS | ASPIRATOR | ASPIRATOR | BA | WARD 2 | L02 | ISH/BE/02043 | 0 |  |  | HOSPITAL | 1400 | 0 | 0 | 0 | 0 | 0 | 0 | 0 | 0 | 0 | 0 | 2025-09-04 | 1900-01-01 | 0 | [8 empty] | WARD 2 |  |  |  | 0 | 0 | [12 empty] | admin | 2024-12-12 14:25 |  | CA-MI | NEW ASKIR 30 PROXIMITY | 8446 | WARD 2 |  |  | 1 | B | 1 |  | SUP100026 | PRINCIP ENGINEERING | STOR 229889 | ITALY |  | PRINCIP ENGINEERING |  |  | 0 | 0 | 0 | 0 |  |  |  |  | 2024-09-05 | KPJ Ipoh Specialist Hospital | 1 | [12 empty] | 2025-09-01 | 2026-09-01 | bar: SEP
1198 | H07B101198 | 10208 | BEMS | B | - | ACT | N | H07 | BEMS | ASPIRATOR | ASPIRATOR | BB | WARD 7A | L03 | ISH/BE/02069 | 0 |  |  | HOSPITAL | 1400 | 0 | 0 | 0 | 0 | 0 | 0 | 0 | 0 | 0 | 0 | 2025-09-25 | 1900-01-01 | 0 | [8 empty] | WARD 7A |  |  |  | 0 | 0 | [12 empty] | admin | 2024-12-12 14:25 |  | CA-MI | NEW ASKIR 30 PROXIMITY | 8438 | WARD 7A |  |  | 1 | B | 1 |  | SUP100026 | PRINCIP ENGINEERING | STOR 230476 | ITALY |  | PRINCIP ENGINEERING |  |  | 0 | 0 | 0 | 0 |  |  |  |  | 2024-09-26 | KPJ Ipoh Specialist Hospital | 1 | [12 empty] | 2025-09-01 | 2026-09-01 | bar: SEP
11 | H07B100011 | 15613 | BEMS | B | - | ACT | C | H07 | BEMS | VENTILATORS, PORTABLE | VENTILATORS, PORTABLE | BA | ICU | L01 | ISH/BE/01413 | 0 |  | 0 | HOSPITAL | 40000 | 0 | 0 | 0 | 0 | 0 | 0 | 0 | 0 | 0 | 0 | 2018-06-01 | 1900-01-01 | 8 | [8 empty] | ICU |  |  |  | 0 | 0 | [12 empty] | admin | 2024-12-12 14:25 |  | SMITHS MEDICAL | PARAPAC PLUS 310 | 1601352 | INTENSIVE CARE UNIT SERVICES |  |  | 1 | B | 1 |  | PERNIAGAAN MEGA MEDIK | PERNIAGAAN MEGA MEDIK | STOR132208(FA) | USA |  | PRIMED MEDICAL SDN BHD |  |  | 0 | 0 | 0 | 0 |  |  |  |  | 2016-06-02 | KPJ Ipoh Specialist Hospital | 1 | [12 empty] | 2025-10-01 | 2026-10-01 | bar: OCT
794 | H07B100794 | 13460 | BEMS | B | - | ACT | N | H07 | BEMS | WEIGHING SCALES, CHAIR | WEIGHING SCALES, CHAIR | BA | ICU | GF | ISH/BE/02083 | 0 |  | 0 | HOSPITAL | 6500 | 0 | 0 | 0 | 0 | 0 | 0 | 0 | 0 | 0 | 0 | 2029-10-17 | 1900-01-01 | 0 | [8 empty] | DIALYSIS CENTRE |  |  |  | 0 | 0 | [12 empty] | admin | 2024-12-12 14:25 |  | MARSDEN | M-200 | 22401575 | INTENSIVE CARE UNIT SERVICES |  |  | 1 | B | 1 |  | SUP100026 | PRINCIP ENGINEERING | STOR 231305 | UNITED KINGDOM |  | PRINCIP ENGINEERING |  |  | 0 | 0 | 0 | 0 |  |  |  |  | 2024-10-18 | KPJ Ipoh Specialist Hospital | 1 | [12 empty] | 2025-10-01 | 2026-10-01 | bar: OCT
193 | H07B100193 | 15613 | BEMS | B | - | ACT | C | H07 | BEMS | VENTILATOR, TRANSPORT | VENTILATOR, TRANSPORT | BA | NICU | L01 | ISH/BE/01367 | 0 |  | 0 | HOSPITAL | 59000 | 0 | 0 | 0 | 0 | 0 | 0 | 0 | 0 | 0 | 0 | 2018-04-01 | 1900-01-01 | 8 | [8 empty] | NICU |  |  |  | 0 | 0 | [12 empty] | admin | 2024-12-12 14:25 |  | SMITHS MEDICAL | BABYPAC 100 | 1507133 | NICU |  |  | 1 | B | 1 |  | PERNIAGAAN MEGA MEDIK | PERNIAGAAN MEGA MEDIK | STOR 130967(FA) | USA |  | PRIMED MEDICAL SDN BHD |  |  | 0 | 0 | 0 | 0 |  |  |  |  | 2016-04-08 | KPJ Ipoh Specialist Hospital | 1 | [12 empty] | 2025-10-01 | 2026-10-01 | bar: OCT
396 | H07B100396 | - | BEMS | B | - | ACT | N | H07 | BEMS | POP CUTTER | POP CUTTER | BA | OT | L01 | ISH/BE/00607 | 0 |  | 0 | HOSPITAL | 18000 | 0 | 0 | 0 | 0 | 0 | 0 | 0 | 0 | 0 | 0 |  | 1900-01-01 | 24 | [8 empty] | OT |  |  |  | 0 | 0 | [12 empty] | admin | 2024-12-12 14:25 |  | DESOUTTER | CCS | 974104917 | OPERATION THEATRE |  |  | 1 | B | 1 |  | CW MEDICAL SDN BHD | CW MEDICAL SDN BHD |  | GERMANY |  | PRINCIP ENGINEERING |  |  | 0 | 0 | 0 | 0 |  |  |  |  | 2000-01-01 | KPJ Ipoh Specialist Hospital | 1 | [12 empty] | 2025-10-01 | 2026-10-01 | bar: OCT
476 | H07B100476 | 15757 | BEMS | B | - | ACT | C | H07 | BEMS | LASER HAEMORHOID | LASER HAEMORHOID | BA | OT | L01 | ISH/BE/01931 | 0 |  | 0 | HOSPITAL | 229000 | 0 | 0 | 0 | 0 | 0 | 0 | 0 | 0 | 0 | 0 | 2025-01-10 | 1900-01-01 | 1 | [8 empty] | OT |  |  |  | 0 | 0 | [12 empty] | admin | 2024-12-12 14:25 |  | ENDOTEQ | ENDOTEQ 1470 | 001692 | OPERATION THEATRE |  |  | 1 | B | 1 |  | WSM MEDIC SDN BHD | WSM MEDIC SDN BHD | STOR 216977 | GERMANY |  | WSM MEDIC SDN BHD |  |  | 0 | 0 | 0 | 0 |  |  |  |  | 2023-02-10 | KPJ Ipoh Specialist Hospital | 1 | [12 empty] | 2025-10-01 | 2026-10-01 | bar: OCT
516 | H07B100516 | - | BEMS | B | - | ACT | N | H07 | BEMS | POP CUTTER | POP CUTTER | BA | A&E | GF | ISH/BE/00899 | 0 |  | 0 | HOSPITAL | 15000 | 0 | 0 | 0 | 0 | 0 | 0 | 0 | 0 | 0 | 0 |  | 1900-01-01 | 18 | [8 empty] | A&E |  |  |  | 0 | 0 | [12 empty] | admin | 2024-12-12 14:25 |  | OSCIMED ERGO | OSC180 | 4170 | ACCIDENT & EMERGENCY SERVICES |  |  | 1 | B | 1 |  | ROBO MEDIK | ROBO MEDIK |  | USA |  | PRINCIP ENGINEERING |  |  | 0 | 0 | 0 | 0 |  |  |  |  | 2006-10-13 | KPJ Ipoh Specialist Hospital | 1 | [12 empty] | 2025-10-01 | 2026-10-01 | bar: OCT
689 | H07B100689 | 12387 | BEMS | B | - | ACT | C | H07 | BEMS | COMPUTERISED HOLTER SYSTEM | COMPUTERISED HOLTER SYSTEM | BB | DIAGNOSTIC CENTRE | L01 | ISH/BE/01694 | 0 |  | 0 | HOSPITAL | 70000 | 0 | 0 | 0 | 0 | 0 | 0 | 0 | 0 | 0 | 0 | 2023-08-03 | 1900-01-01 | 2 | [8 empty] | DIAGNOSTIC CENTRE |  |  |  | 0 | 0 | [12 empty] | admin | 2024-12-12 14:25 |  | MONTARA | HSCRIBE VERSION 6 | 106151512147 |  |  |  | 1 | B | 1 |  | ANTAH SRI RADIN SDN BHD | ANTAH SRI RADIN SDN BHD | STOR 200655 | USA |  | ANTAH SRI RADIN SDN BHD |  |  | 0 | 0 | 0 | 0 |  |  |  |  | 2022-08-04 | KPJ Ipoh Specialist Hospital | 1 | [12 empty] | 2025-10-01 | 2026-10-01 | bar: OCT
690 | H07B100690 | 12387 | BEMS | B | - | ACT | C | H07 | BEMS | HOLTER RECORDER | HOLTER RECORDER | BB | DIAGNOSTIC CENTRE | L01 | ISH/BE/01718 | 0 |  | 0 | HOSPITAL | 0 | 0 | 0 | 0 | 0 | 0 | 0 | 0 | 0 | 0 | 0 | 2023-08-03 | 1900-01-01 | 2 | [8 empty] | DIAGNOSTIC CENTRE |  |  |  | 0 | 0 | [12 empty] | admin | 2024-12-12 14:25 |  | MONTARA | H3+ | 122220000974 |  |  |  | 1 | B | 1 |  | ANTAH SRI RADIN SDN BHD | ANTAH SRI RADIN SDN BHD | STOR 200655 | USA |  | ANTAH SRI RADIN SDN BHD |  |  | 0 | 0 | 0 | 0 |  |  |  |  | 2022-08-04 | KPJ Ipoh Specialist Hospital | 1 | [12 empty] | 2025-10-01 | 2026-10-01 | bar: OCT
691 | H07B100691 | 12387 | BEMS | B | - | ACT | C | H07 | BEMS | HOLTER RECORDER | HOLTER RECORDER | BB | DIAGNOSTIC CENTRE | L01 | ISH/BE/01719 | 0 |  | 0 | HOSPITAL | 0 | 0 | 0 | 0 | 0 | 0 | 0 | 0 | 0 | 0 | 0 | 2023-08-03 | 1900-01-01 | 2 | [8 empty] | DIAGNOSTIC CENTRE |  |  |  | 0 | 0 | [12 empty] | admin | 2024-12-12 14:25 |  | MONTARA | H3+ | 122050001265 |  |  |  | 1 | B | 1 |  | ANTAH SRI RADIN SDN BHD | ANTAH SRI RADIN SDN BHD | STOR 200655 | USA |  | ANTAH SRI RADIN SDN BHD |  |  | 0 | 0 | 0 | 0 |  |  |  |  | 2022-08-04 | KPJ Ipoh Specialist Hospital | 1 | [12 empty] | 2025-10-01 | 2026-10-01 | bar: OCT
692 | H07B100692 | 12387 | BEMS | B | - | ACT | C | H07 | BEMS | HOLTER RECORDER | HOLTER RECORDER | BB | DIAGNOSTIC CENTRE | L01 | ISH/BE/01720 | 0 |  | 0 | HOSPITAL | 0 | 0 | 0 | 0 | 0 | 0 | 0 | 0 | 0 | 0 | 0 | 2023-08-03 | 1900-01-01 | 2 | [8 empty] | DIAGNOSTIC CENTRE |  |  |  | 0 | 0 | [12 empty] | admin | 2024-12-12 14:25 |  | MONTARA | H3+ | 122170001866 |  |  |  | 1 | B | 1 |  | ANTAH SRI RADIN SDN BHD | ANTAH SRI RADIN SDN BHD | STOR 200655 | USA |  | ANTAH SRI RADIN SDN BHD |  |  | 0 | 0 | 0 | 0 |  |  |  |  | 2022-08-04 | KPJ Ipoh Specialist Hospital | 1 | [12 empty] | 2025-10-01 | 2026-10-01 | bar: OCT
762 | H07B100762 | 13217 | BEMS | B | - | ACT | C | H07 | BEMS | SYRINGE PUMP | SYRINGE PUMP | BA | DIAGNOSTIC IMAGING | L01 | ISH/BE/01617 | 0 |  | 0 | HOSPITAL | 0 | 0 | 0 | 0 | 0 | 0 | 0 | 0 | 0 | 0 | 0 | 2022-10-01 | 1900-01-01 | 4 | [8 empty] | DIAGNOSTIC IMAGING |  |  |  | 0 | 0 | [12 empty] | admin | 2024-12-12 14:25 |  | B.BRAUN | PERFUSOR SPACE | 530109 |  |  |  | 1 | B | 1 |  | B.BRAUN MEDICAL SUPPLIES SDN BHD | B.BRAUN MEDICAL SUPPLIES SDN BHD |  | GERMANY |  | B.BRAUN MEDICAL SUPPLIES SDN BHD |  |  | 0 | 0 | 0 | 0 |  |  |  |  | 2020-10-20 | KPJ Ipoh Specialist Hospital | 1 | [12 empty] | 2025-10-01 | 2026-10-01 | bar: OCT
763 | H07B100763 | - | BEMS | B | - | ACT | C | H07 | BEMS | MRI PUMP STATION | MRI PUMP STATION | BA | DIAGNOSTIC IMAGING | L01 | ISH/BE/01616 | 0 |  | 0 | HOSPITAL | 0 | 0 | 0 | 0 | 0 | 0 | 0 | 0 | 0 | 0 | 0 | 2022-10-01 | 1900-01-01 | 4 | [8 empty] | DIAGNOSTIC IMAGING |  |  |  | 0 | 0 | [12 empty] | admin | 2024-12-12 14:25 |  | B.BRAUN | SPACE STATION MRI | 02481 |  |  |  | 1 | B | 1 |  | B.BRAUN MEDICAL SUPPLIES SDN BHD | B.BRAUN MEDICAL SUPPLIES SDN BHD |  | GERMANY |  | B.BRAUN MEDICAL SUPPLIES SDN BHD |  |  | 0 | 0 | 0 | 0 |  |  |  |  | 2020-10-20 | KPJ Ipoh Specialist Hospital | 1 | [12 empty] | 2025-10-01 | 2026-10-01 | bar: OCT
848 | H07B100848 | 16944 | BEMS | B | - | ACT | C | H07 | BEMS | QUANTEL SUPRA 577 YELLOW LASER | QUANTEL SUPRA 577 YELLOW LASER | BB | DR ONG LIEH BIN | L02 | ISH/BE/01198 | 0 |  | 0 | HOSPITAL | 350000 | 0 | 0 | 0 | 0 | 0 | 0 | 0 | 0 | 0 | 0 | 2016-12-01 | 1900-01-01 | 10 | [8 empty] | DR ONG LIEH BIN |  |  |  | 0 | 0 | [12 empty] | admin | 2024-12-12 14:25 |  | QUANTEL MEDICAL | SUPRA 577 | 380 |  |  |  | 1 | B | 1 |  | BIZ MEDIC SDN BHD | BIZ MEDIC SDN BHD | STOR118080(FA) | USA |  | BIZ MEDIC SDN BHD |  |  | 0 | 0 | 0 | 0 |  |  |  |  | 2014-12-04 | KPJ Ipoh Specialist Hospital | 1 | [12 empty] | 2025-10-01 | 2026-10-01 | bar: OCT
849 | H07B100849 | 16944 | BEMS | B | - | ACT | C | H07 | BEMS | SUPRASCANNER FOR YELLOW LASER | SUPRASCANNER FOR YELLOW LASER | BB | DR ONG LIEH BIN | L02 | ISH/BE/01198 | 0 |  | 0 | HOSPITAL | 0 | 0 | 0 | 0 | 0 | 0 | 0 | 0 | 0 | 0 | 0 |  | 1900-01-01 | 10 | [8 empty] | DR ONG LIEH BIN |  |  |  | 0 | 0 | [12 empty] | admin | 2024-12-12 14:25 |  |  |  | 690 |  |  |  | 1 | B | 1 |  | BIZ MEDIC SDN BHD | BIZ MEDIC SDN BHD | STOR118080(FA) |  |  | BIZ MEDIC SDN BHD |  |  | 0 | 0 | 0 | 0 |  |  |  |  | 2014-12-04 | KPJ Ipoh Specialist Hospital | 1 | [12 empty] | 2025-10-01 | 2026-10-01 | bar: OCT
850 | H07B100850 | 16947 | BEMS | B | - | ACT | C | H07 | BEMS | QUANTEL OPTIMIS II YAG LASER | QUANTEL OPTIMIS II YAG LASER | BB | DR ONG LIEH BIN | L02 | ISH/BE/01199 | 0 |  | 0 | HOSPITAL | 100000 | 0 | 0 | 0 | 0 | 0 | 0 | 0 | 0 | 0 | 0 | 2016-12-01 | 1900-01-01 | 10 | [8 empty] | DR ONG LIEH BIN |  |  |  | 0 | 0 | [12 empty] | admin | 2024-12-12 14:25 |  | QUANTEL MEDICAL | OPTIMIS II | 5408-040 |  |  |  | 1 | B | 1 |  | BIZ MEDIC SDN BHD | BIZ MEDIC SDN BHD | STOR118080(FA) | USA |  | BIZ MEDIC SDN BHD |  |  | 0 | 0 | 0 | 0 |  |  |  |  | 2014-12-04 | KPJ Ipoh Specialist Hospital | 1 | [12 empty] | 2025-10-01 | 2026-10-01 | bar: OCT
851 | H07B100851 | - | BEMS | B | - | ACT | C | H07 | BEMS | QUANTEL COMPACT TOUCH A/B SCREEN | QUANTEL COMPACT TOUCH A/B SCREEN | BB | DR ONG LIEH BIN | L02 | ISH/BE/01200 | 0 |  | 0 | HOSPITAL | 64000 | 0 | 0 | 0 | 0 | 0 | 0 | 0 | 0 | 0 | 0 | 2016-12-01 | 1900-01-01 | 10 | [8 empty] | DR ONG LIEH BIN |  |  |  | 0 | 0 | [12 empty] | admin | 2024-12-12 14:25 |  | QUANTEL MEDICAL | COMPACT | 1855 |  |  |  | 1 | B | 1 |  | BIZ MEDIC SDN BHD | BIZ MEDIC SDN BHD | STOR118080(FA) | USA |  | BIZ MEDIC SDN BHD |  |  | 0 | 0 | 0 | 0 |  |  |  |  | 2014-12-04 | KPJ Ipoh Specialist Hospital | 1 | [12 empty] | 2025-10-01 | 2026-10-01 | bar: OCT
916 | H07B100916 | - | BEMS | B | - | ACT | C | H07 | BEMS | TREATMILL HOIST SYSTEM | TREATMILL HOIST SYSTEM | BA | PHYSIOTHERAPY | GF | ISH/BE/01932 | 0 |  | 0 | HOSPITAL | 37810 | 0 | 0 | 0 | 0 | 0 | 0 | 0 | 0 | 0 | 0 | 2025-10-04 | 1900-01-01 | 1 | [8 empty] | PHYSIOTHERAPY |  |  |  | 0 | 0 | [12 empty] | admin | 2024-12-12 14:25 |  | DIRECT HEALTHCARE GROUP | RISE BASIC | 23030015 |  |  |  | 1 | B | 1 |  | MEDIKA SUPPLIES SDN BHD | MEDIKA SUPPLIES SDN BHD | STOR214581 | SWIDEN |  | MEDIKA SUPPLIES SDN BHD |  |  | 0 | 0 | 0 | 0 |  |  |  |  | 2023-05-10 | KPJ Ipoh Specialist Hospital | 1 | [12 empty] | 2025-10-01 | 2026-10-01 | bar: OCT
917 | H07B100917 | - | BEMS | B | - | ACT | N | H07 | BEMS | ELECTRIC TILT TABLE | ELECTRIC TILT TABLE | BA | PHYSIOTHERAPY | GF | ISH/BE/01951 | 0 |  | 0 | HOSPITAL | 13500 | 0 | 0 | 0 | 0 | 0 | 0 | 0 | 0 | 0 | 0 |  | 1900-01-01 | 1 | [8 empty] | PHYSIOTHERAPY |  |  |  | 0 | 0 | [12 empty] | admin | 2024-12-12 14:25 |  | KDM MEDI | KDM-C109A | N/A |  |  |  | 1 | B | 1 |  | PRINCIP ENGINEEERING | PRINCIP ENGINEEERING | STOR 218380 | CHINA |  | PRINCIP ENGINEERING |  |  | 0 | 0 | 0 | 0 |  |  |  |  | 2023-10-30 | KPJ Ipoh Specialist Hospital | 1 | [12 empty] | 2025-10-01 | 2026-10-01 | bar: OCT
932 | H07B100932 | - | BEMS | B | - | ACT | C | H07 | BEMS | PATIENT HOIST | PATIENT HOIST | BA | PHYSIOTHERAPY | GF | ISH/BE/02088 | 0 |  | 0 | HOSPITAL | 22892 | 0 | 0 | 0 | 0 | 0 | 0 | 0 | 0 | 0 | 0 | 2025-10-28 | 1900-01-01 | 0 | [8 empty] | PHYSIOTHERAPY |  |  |  | 0 | 0 | [12 empty] | admin | 2024-12-12 14:25 |  | DIRECT HEALTHCARE GROUP | EVA 450EE | 23100002 |  |  |  | 1 | B | 1 |  | MEDIKA SUPPLIES SDN BHD | MEDIKA SUPPLIES SDN BHD | STOR 232041 | SWEEDEN |  | MEDIKA SUPPLIES SDN BHD |  |  | 0 | 0 | 0 | 0 |  |  |  |  | 2024-10-29 | KPJ Ipoh Specialist Hospital | 1 | [12 empty] | 2025-10-01 | 2026-10-01 | bar: OCT
966 | H07B100966 | 12276 | BEMS | B | - | ACT | N | H07 | BEMS | EXAMINATION LIGHT | EXAMINATION LIGHT | BB | SESSIONAL CLINIC | L02 | ISH/BE/00578 | 0 |  | 0 | HOSPITAL | 500 | 0 | 0 | 0 | 0 | 0 | 0 | 0 | 0 | 0 | 0 |  | 1900-01-01 | 17 | [8 empty] | SESSIONAL CLINIC |  |  |  | 0 | 0 | [12 empty] | admin | 2024-12-12 14:25 |  | TCS | KD 200 | N/A |  |  |  | 1 | B | 1 |  | RITZ MEDICAL SDN BHD | RITZ MEDICAL SDN BHD |  | CHINA |  | BEMS ISH |  |  | 0 | 0 | 0 | 0 |  |  |  |  | 2007-03-11 | KPJ Ipoh Specialist Hospital | 1 | [12 empty] | 2025-10-01 | 2026-10-01 | bar: OCT
967 | H07B100967 | - | BEMS | B | - | ACT | C | H07 | BEMS | ELECTRICAL SPHYGMOMANOMETER | ELECTRICAL SPHYGMOMANOMETER | BB | SESSIONAL CLINIC | L02 | ISH/BE/00902 | 0 |  | 0 | HOSPITAL | 280 | 0 | 0 | 0 | 0 | 0 | 0 | 0 | 0 | 0 | 0 |  | 1900-01-01 | 14 | [8 empty] | SESSIONAL CLINIC |  |  |  | 0 | 0 | [12 empty] | admin | 2024-12-12 14:25 |  | ELEPHANT | DXJ-210 | DXJ-201004 |  |  |  | 1 | B | 1 |  | RITZ MEDICAL SDN BHD | RITZ MEDICAL SDN BHD |  | CHINA |  | BEMS ISH |  |  | 0 | 0 | 0 | 0 |  |  |  |  | 2010-10-14 | KPJ Ipoh Specialist Hospital | 1 | [12 empty] | 2025-10-01 | 2026-10-01 | bar: OCT
968 | H07B100968 | - | BEMS | B | - | ACT | C | H07 | BEMS | ELECTRICAL SPHYGMOMANOMETER | ELECTRICAL SPHYGMOMANOMETER | BB | SESSIONAL CLINIC | L02 | ISH/BE/00917 | 0 |  | 0 | HOSPITAL | 280 | 0 | 0 | 0 | 0 | 0 | 0 | 0 | 0 | 0 | 0 |  | 1900-01-01 | 14 | [8 empty] | SESSIONAL CLINIC |  |  |  | 0 | 0 | [12 empty] | admin | 2024-12-12 14:25 |  | ELEPHANT | DXJ-210 | DXJ-201007 |  |  |  | 1 | B | 1 |  | RITZ MEDICAL SDN BHD | RITZ MEDICAL SDN BHD |  | CHINA |  | BEMS ISH |  |  | 0 | 0 | 0 | 0 |  |  |  |  | 2010-10-14 | KPJ Ipoh Specialist Hospital | 1 | [12 empty] | 2025-10-01 | 2026-10-01 | bar: OCT
969 | H07B100969 | - | BEMS | B | - | ACT | C | H07 | BEMS | ELECTRICAL SPHYGMOMANOMETER | ELECTRICAL SPHYGMOMANOMETER | BB | SESSIONAL CLINIC | L02 | ISH/BE/01069 | 0 |  | 0 | HOSPITAL | 390 | 0 | 0 | 0 | 0 | 0 | 0 | 0 | 0 | 0 | 0 |  | 1900-01-01 | 12 | [8 empty] | SESSIONAL CLINIC |  |  |  | 0 | 0 | [12 empty] | admin | 2024-12-12 14:25 |  | BOKANG | BK-1016 | 16100823000337 |  |  |  | 1 | B | 1 |  | RITZ MEDICAL SUPPLIES | RITZ MEDICAL SUPPLIES |  | CHINA |  | BEMS ISH |  |  | 0 | 0 | 0 | 0 |  |  |  |  | 2012-11-22 | KPJ Ipoh Specialist Hospital | 1 | [12 empty] | 2025-10-01 | 2026-10-01 | bar: OCT
970 | H07B100970 | 16156 | BEMS | B | - | ACT | N | H07 | BEMS | ANEROID SPHYGMOMANOMETER | ANEROID SPHYGMOMANOMETER | BB | SESSIONAL CLINIC | L02 | ISH/BE/01171 | 0 |  | 0 | HOSPITAL | 450 | 0 | 0 | 0 | 0 | 0 | 0 | 0 | 0 | 0 | 0 | 2015-06-01 | 1900-01-01 | 10 | [8 empty] | SESSIONAL CLINIC |  |  |  | 0 | 0 | [12 empty] | admin | 2024-12-12 14:25 |  | WELCH ALLYN | 767 | 140329072875 |  |  |  | 1 | B | 1 |  | LKL BEST ENTERPRISE | LKL BEST ENTERPRISE | STOR 114630(FA) | GERMANY |  | BEMS ISH |  |  | 0 | 0 | 0 | 0 |  |  |  |  | 2014-06-17 | KPJ Ipoh Specialist Hospital | 1 | [12 empty] | 2025-10-01 | 2026-10-01 | bar: OCT
12 | H07B100012 | 10347 | BEMS | B | - | ACT | N | H07 | BEMS | ELECTRICAL BEDS | ELECTRICAL BEDS | BA | ICU | L01 | ISH/BE/00879 | 0 |  | 0 | HOSPITAL | 32000 | 0 | 0 | 0 | 0 | 0 | 0 | 0 | 0 | 0 | 0 | 2011-08-01 | 1900-01-01 | 14 | [8 empty] | ICU |  |  |  | 0 | 0 | [12 empty] | admin | 2024-12-12 14:25 |  | HILL-ROM | VC255 | L126AD6814 | INTENSIVE CARE UNIT SERVICES |  |  | 1 | B | 1 |  | ITL HEALTHCARE S.E.A. SDN BHD | ITL HEALTHCARE S.E.A. SDN BHD |  |  |  | PRINCIP ENGINEERING |  |  | 0 | 0 | 0 | 0 |  |  |  |  | 2010-11-08 | KPJ Ipoh Specialist Hospital | 1 | [12 empty] | 2025-11-01 | 2026-11-01 | bar: NOV
15 | H07B100015 | 10347 | BEMS | B | - | ACT | N | H07 | BEMS | ELECTRICAL BEDS | ELECTRICAL BEDS | BA | ICU | L01 | ISH/BE/00882 | 0 |  | 0 | HOSPITAL | 32000 | 0 | 0 | 0 | 0 | 0 | 0 | 0 | 0 | 0 | 0 | 2011-08-01 | 1900-01-01 | 14 | [8 empty] | ICU |  |  |  | 0 | 0 | [12 empty] | admin | 2024-12-12 14:25 |  | HILL-ROM | VC255 | L126AD6815 | INTENSIVE CARE UNIT SERVICES |  |  | 1 | B | 1 |  | ITL HEALTHCARE S.E.A. SDN BHD | ITL HEALTHCARE S.E.A. SDN BHD |  |  |  | PRINCIP ENGINEERING |  |  | 0 | 0 | 0 | 0 |  |  |  |  | 2010-11-08 | KPJ Ipoh Specialist Hospital | 1 | [12 empty] | 2025-11-01 | 2026-11-01 | bar: NOV
17 | H07B100017 | 10347 | BEMS | B | - | ACT | N | H07 | BEMS | ELECTRICAL BEDS | ELECTRICAL BEDS | BA | ICU | L01 | ISH/BE/00885 | 0 |  | 0 | HOSPITAL | 24300 | 0 | 0 | 0 | 0 | 0 | 0 | 0 | 0 | 0 | 0 | 2011-08-01 | 1900-01-01 | 14 | [8 empty] | ICU |  |  |  | 0 | 0 | [12 empty] | admin | 2024-12-12 14:25 |  | HILL-ROM | ES200 | L125AP5584 | INTENSIVE CARE UNIT SERVICES |  |  | 1 | B | 1 |  | ITL HEALTHCARE S.E.A. SDN BHD | ITL HEALTHCARE S.E.A. SDN BHD |  |  |  | PRINCIP ENGINEERING |  |  | 0 | 0 | 0 | 0 |  |  |  |  | 2010-11-08 | KPJ Ipoh Specialist Hospital | 1 | [12 empty] | 2025-11-01 | 2026-11-01 | bar: NOV
19 | H07B100019 | 10347 | BEMS | B | - | ACT | N | H07 | BEMS | ELECTRICAL BEDS | ELECTRICAL BEDS | BA | ICU | L01 | ISH/BE/00887 | 0 |  | 0 | HOSPITAL | 32000 | 0 | 0 | 0 | 0 | 0 | 0 | 0 | 0 | 0 | 0 | 2011-08-01 | 1900-01-01 | 14 | [8 empty] | ICU |  |  |  | 0 | 0 | [12 empty] | admin | 2024-12-12 14:25 |  | HILL-ROM | VC255 | L124AD6664 | INTENSIVE CARE UNIT SERVICES |  |  | 1 | B | 1 |  | ITL HEALTHCARE S.E.A. SDN BHD | ITL HEALTHCARE S.E.A. SDN BHD |  |  |  | PRINCIP ENGINEERING |  |  | 0 | 0 | 0 | 0 |  |  |  |  | 2010-11-08 | KPJ Ipoh Specialist Hospital | 1 | [12 empty] | 2025-11-01 | 2026-11-01 | bar: NOV
20 | H07B100020 | 10347 | BEMS | B | - | ACT | N | H07 | BEMS | ELECTRICAL BEDS | ELECTRICAL BEDS | BA | ICU | L01 | ISH/BE/00888 | 0 |  | 0 | HOSPITAL | 24300 | 0 | 0 | 0 | 0 | 0 | 0 | 0 | 0 | 0 | 0 | 2011-08-01 | 1900-01-01 | 14 | [8 empty] | ICU |  |  |  | 0 | 0 | [12 empty] | admin | 2024-12-12 14:25 |  | HILL-ROM | ES200 | P281AM9271 | INTENSIVE CARE UNIT SERVICES |  |  | 1 | B | 1 |  | ITL HEALTHCARE S.E.A. SDN BHD | ITL HEALTHCARE S.E.A. SDN BHD |  |  |  | PRINCIP ENGINEERING |  |  | 0 | 0 | 0 | 0 |  |  |  |  | 2010-11-08 | KPJ Ipoh Specialist Hospital | 1 | [12 empty] | 2025-11-01 | 2026-11-01 | bar: NOV
21 | H07B100021 | 10347 | BEMS | B | - | ACT | N | H07 | BEMS | ELECTRICAL BEDS | ELECTRICAL BEDS | BA | ICU | L01 | ISH/BE/01208 | 0 |  | 0 | HOSPITAL | 32000 | 0 | 0 | 0 | 0 | 0 | 0 | 0 | 0 | 0 | 0 | 2016-12-01 | 1900-01-01 | 10 | [8 empty] | ICU |  |  |  | 0 | 0 | [12 empty] | admin | 2024-12-12 14:25 |  | HILL-ROM | VC255 | L323AD8100 | INTENSIVE CARE UNIT SERVICES |  |  | 1 | B | 1 |  | HEAL INTEGRATED SOLUTION SDN BHD | HEAL INTEGRATED SOLUTION SDN BHD | STOR 119323(FA) |  |  | PRINCIP ENGINEERING |  |  | 0 | 0 | 0 | 0 |  |  |  |  | 2014-12-30 | KPJ Ipoh Specialist Hospital | 1 | [12 empty] | 2025-11-01 | 2026-11-01 | bar: NOV
22 | H07B100022 | 10347 | BEMS | B | - | ACT | N | H07 | BEMS | ELECTRICAL BEDS | ELECTRICAL BEDS | BA | ICU | L01 | ISH/BE/01209 | 0 |  | 0 | HOSPITAL | 32000 | 0 | 0 | 0 | 0 | 0 | 0 | 0 | 0 | 0 | 0 | 2016-12-01 | 1900-01-01 | 10 | [8 empty] | ICU |  |  |  | 0 | 0 | [12 empty] | admin | 2024-12-12 14:25 |  | HILL-ROM | VC255 | P281AD7709 | INTENSIVE CARE UNIT SERVICES |  |  | 1 | B | 1 |  | HEAL INTEGRATED SOLUTION SDN BHD | HEAL INTEGRATED SOLUTION SDN BHD | STOR 119323(FA) |  |  | PRINCIP ENGINEERING |  |  | 0 | 0 | 0 | 0 |  |  |  |  | 2014-12-30 | KPJ Ipoh Specialist Hospital | 1 | [12 empty] | 2025-11-01 | 2026-11-01 | bar: NOV
122 | H07B100122 | 16516 | BEMS | B | - | ACT | C | H07 | BEMS | TEMPORARY EXTERNAL PACEMAKER | TEMPORARY EXTERNAL PACEMAKER | BA | ICU | L01 | ISH/BE/01722 | 0 |  | 0 | HOSPITAL | 20000 | 0 | 0 | 0 | 0 | 0 | 0 | 0 | 0 | 0 | 0 |  | 1900-01-01 | 2 | [8 empty] | ICU |  |  |  | 0 | 0 | [12 empty] | admin | 2024-12-12 14:25 |  | MEDTRONIC | 5392 | DJH044764P | INTENSIVE CARE UNIT SERVICES |  |  | 1 | B | 1 |  | MEDTRONIC MALAYSIA SDN BHD | MEDTRONIC MALAYSIA SDN BHD | STOR 207182 | USA |  | MEDTRONIC MALAYSIA SDN BHD |  |  | 0 | 0 | 0 | 0 |  |  |  |  | 2022-10-11 | KPJ Ipoh Specialist Hospital | 1 | [12 empty] | 2025-11-01 | 2026-11-01 | bar: NOV
131 | H07B100131 | 12276 | BEMS | B | - | ACT | N | H07 | BEMS | EXAMINATION LIGHT | EXAMINATION LIGHT | BA | ICU | L01 | ISH/BE/01803 | 0 |  | 0 | HOSPITAL | 850 | 0 | 0 | 0 | 0 | 0 | 0 | 0 | 0 | 0 | 0 | 2024-02-05 | 1900-01-01 | 0 | [8 empty] | ICU |  |  |  | 0 | 0 | [12 empty] | admin | 2024-12-12 14:25 |  | LKL ADVANCE METALTECH SDN | WM701-LED1 | 23SWM054014 | INTENSIVE CARE UNIT SERVICES |  |  | 1 | B | 1 |  | LKL ADVANCE METAKTECH SDN BHD | LKL ADVANCE METAKTECH SDN BHD | STOR 211444 | MALAYSIA |  | LKL ADVANCE METALTECH SDN BHD |  |  | 0 | 0 | 0 | 0 |  |  |  |  | 2023-03-05 | KPJ Ipoh Specialist Hospital | 1 | [12 empty] | 2025-11-01 | 2026-11-01 | bar: NOV
309 | H07B100309 | 11490 | BEMS | B | - | ACT | C | H07 | BEMS | ELECTROSURGICAL UNITS | ELECTROSURGICAL UNITS | BA | OT | L01 | ISH/BE/00684 | 0 |  | 0 | HOSPITAL | 80260 | 0 | 0 | 0 | 0 | 0 | 0 | 0 | 0 | 0 | 0 | 2010-04-01 | 1900-01-01 | 15 | [8 empty] | OT |  |  |  | 0 | 0 | [12 empty] | admin | 2024-12-12 14:25 |  | GYRUS ACMI | 744000 | 822656 | OPERATION THEATRE |  |  | 1 | B | 1 |  | MALEX MEDICAL ASIA (M) SDN BHD | MALEX MEDICAL ASIA (M) SDN BHD |  | GERMANY |  | OLYMPUS (M) SDN BHD |  |  | 0 | 0 | 0 | 0 |  |  |  |  | 2009-04-27 | KPJ Ipoh Specialist Hospital | 1 | [12 empty] | 2025-11-01 | 2026-11-01 | bar: NOV
338 | H07B100338 | 12144 | BEMS | B | - | ACT | C | H07 | BEMS | HIGH FLOW INSUFFLATION UNIT | HIGH FLOW INSUFFLATION UNIT | BA | OT | L01 | ISH/BE/00535 | 0 |  | 0 | HOSPITAL | 30000 | 0 | 0 | 0 | 0 | 0 | 0 | 0 | 0 | 0 | 0 |  | 1900-01-01 | 16 | [8 empty] | OT |  |  |  | 0 | 0 | [12 empty] | admin | 2024-12-12 14:25 |  | OLYMPUS | UHI-3 | 7808574 | OPERATION THEATRE |  |  | 1 | B | 1 |  | ENDODYNAMICS (M) SDN.BHD | ENDODYNAMICS (M) SDN.BHD |  | JAPAN |  | OLYMPUS (M) SDN BHD |  |  | 0 | 0 | 0 | 0 |  |  |  |  | 2008-03-18 | KPJ Ipoh Specialist Hospital | 1 | [12 empty] | 2025-11-01 | 2026-11-01 | bar: NOV
344 | H07B100344 | 18037 | BEMS | B | - | ACT | C | H07 | BEMS | VIDEO PROCESSOR | VIDEO PROCESSOR | BA | OT | L01 | ISH/BE/01035 | 0 |  | 0 | HOSPITAL | 304630 | 0 | 0 | 0 | 0 | 0 | 0 | 0 | 0 | 0 | 0 | 2013-01-01 | 1900-01-01 | 12 | [8 empty] | OT |  |  |  | 0 | 0 | [12 empty] | admin | 2024-12-12 14:25 |  | OLYMPUS | CV-180 | 7103912 | OPERATION THEATRE |  |  | 1 | B | 1 |  | ENDODYNAMICS (M) SDN.BHD | ENDODYNAMICS (M) SDN.BHD |  | JAPAN |  | OLYMPUS (M) SDN BHD |  |  | 0 | 0 | 0 | 0 |  |  |  |  | 2012-01-16 | KPJ Ipoh Specialist Hospital | 1 | [12 empty] | 2025-11-01 | 2026-11-01 | bar: NOV
345 | H07B100345 | - | BEMS | B | - | ACT | C | H07 | BEMS | LIGHT SOURCE | LIGHT SOURCE | BA | OT | L01 | ISH/BE/01036 | 0 |  | 0 | HOSPITAL | 36000 | 0 | 0 | 0 | 0 | 0 | 0 | 0 | 0 | 0 | 0 | 2013-01-01 | 1900-01-01 | 12 | [8 empty] | OT |  |  |  | 0 | 0 | [12 empty] | admin | 2024-12-12 14:25 |  | OLYMPUS | CLV-180 | 7113035 | OPERATION THEATRE |  |  | 1 | B | 1 |  | ENDODYNAMICS (M) SDN.BHD | ENDODYNAMICS (M) SDN.BHD |  | JAPAN |  | OLYMPUS (M) SDN BHD |  |  | 0 | 0 | 0 | 0 |  |  |  |  | 2012-01-16 | KPJ Ipoh Specialist Hospital | 1 | [12 empty] | 2025-11-01 | 2026-11-01 | bar: NOV
346 | H07B100346 | 15966 | BEMS | B | - | ACT | C | H07 | BEMS | LCD MONITOR | LCD MONITOR | BA | OT | L01 | ISH/BE/01037 | 0 |  | 0 | HOSPITAL | 20000 | 0 | 0 | 0 | 0 | 0 | 0 | 0 | 0 | 0 | 0 | 2013-01-01 | 1900-01-01 | 12 | [8 empty] | OT |  |  |  | 0 | 0 | [12 empty] | admin | 2024-12-12 14:25 |  | OLYMPUS | OEV-261H | 7126727 | OPERATION THEATRE |  |  | 1 | B | 1 |  | ENDODYNAMICS (M) SDN.BHD | ENDODYNAMICS (M) SDN.BHD |  | JAPAN |  | OLYMPUS (M) SDN BHD |  |  | 0 | 0 | 0 | 0 |  |  |  |  | 2012-01-16 | KPJ Ipoh Specialist Hospital | 1 | [12 empty] | 2025-11-01 | 2026-11-01 | bar: NOV
380 | H07B100380 | 13961 | BEMS | B | - | ACT | C | H07 | BEMS | OPERATING TABLE | OPERATING TABLE | BA | OT | L01 | ISH/BE/00540 | 0 |  | 0 | HOSPITAL | 100000 | 0 | 0 | 0 | 0 | 0 | 0 | 0 | 0 | 0 | 0 |  | 1900-01-01 | 28 | [8 empty] | OT |  |  |  | 0 | 0 | [12 empty] | admin | 2024-12-12 14:25 |  | MAQUET | 1431.02M | 226 | OPERATION THEATRE |  |  | 1 | B | 1 |  | SCHMIDT BIOMED TECH SDN BHD | SCHMIDT BIOMED TECH SDN BHD |  | GERMANY |  | AUTOMEDIC TRADING |  |  | 0 | 0 | 0 | 0 |  |  |  |  | 1996-10-15 | KPJ Ipoh Specialist Hospital | 1 | [12 empty] | 2025-11-01 | 2026-11-01 | bar: NOV
383 | H07B100383 | 13961 | BEMS | B | - | ACT | C | H07 | BEMS | OPERATING TABLE | OPERATING TABLE | BA | OT | L01 | ISH/BE/01049 | 0 |  | 0 | HOSPITAL | 209480 | 0 | 0 | 0 | 0 | 0 | 0 | 0 | 0 | 0 | 0 | 2013-03-01 | 1900-01-01 | 12 | [8 empty] | OT |  |  |  | 0 | 0 | [12 empty] | admin | 2024-12-12 14:25 |  | MAQUET | MMQ1132.21B0 | 191 | OPERATION THEATRE |  |  | 1 | B | 1 |  | SUP100018 | IDS MEDICAL SYSTEM (M) SDN BHD | STOR 94992 | GERMANY |  | AUTOMEDIC TRADING |  |  | 0 | 0 | 0 | 0 |  |  |  |  | 2012-03-30 | KPJ Ipoh Specialist Hospital | 1 | [12 empty] | 2025-11-01 | 2026-11-01 | bar: NOV
384 | H07B100384 | 13961 | BEMS | B | - | ACT | C | H07 | BEMS | OPERATING TABLE | OPERATING TABLE | BA | OT | L01 | ISH/BE/01135 | 0 |  | 0 | HOSPITAL | 150880 | 0 | 0 | 0 | 0 | 0 | 0 | 0 | 0 | 0 | 0 | 2015-12-01 | 1900-01-01 | 11 | [8 empty] | OT |  |  |  | 0 | 0 | [12 empty] | admin | 2024-12-12 14:25 |  | MAQUET | MMQ1131.12B0 | 4339 | OPERATION THEATRE |  |  | 1 | B | 1 |  | SUP100018 | IDS MEDICAL SYSTEM (M) SDN BHD | STOR 109578 (FA) | GERMANY |  | AUTOMEDIC TRADING |  |  | 0 | 0 | 0 | 0 |  |  |  |  | 2013-12-30 | KPJ Ipoh Specialist Hospital | 1 | [12 empty] | 2025-11-01 | 2026-11-01 | bar: NOV
385 | H07B100385 | 13961 | BEMS | B | - | ACT | C | H07 | BEMS | OPERATING TABLE | OPERATING TABLE | BA | OT | L01 | ISH/BE/01258 | 0 |  | 0 | HOSPITAL | 299000 | 0 | 0 | 0 | 0 | 0 | 0 | 0 | 0 | 0 | 0 | 2017-05-01 | 1900-01-01 | 9 | [8 empty] | OT |  |  |  | 0 | 0 | [12 empty] | admin | 2024-12-12 14:25 |  | MAQUET | MMQ1132.21BO | 817 | OPERATION THEATRE |  |  | 1 | B | 1 |  | SUP100018 | IDS MEDICAL SYSTEM (M) SDN BHD | STOR 122365 (FA) | GERMANY |  | AUTOMEDIC TRADING |  |  | 0 | 0 | 0 | 0 |  |  |  |  | 2015-05-12 | KPJ Ipoh Specialist Hospital | 1 | [12 empty] | 2025-11-01 | 2026-11-01 | bar: NOV
483 | H07B100483 | 10208 | BEMS | B | - | ACT | C | H07 | BEMS | ASPIRATORS | ASPIRATORS | BA | OT | L01 | ISH/BE/01952 | 0 |  | 0 | HOSPITAL | 22500 | 0 | 0 | 0 | 0 | 0 | 0 | 0 | 0 | 0 | 0 | 2028-01-11 | 1900-01-01 | 1 | [8 empty] | OT |  |  |  | 0 | 0 | [12 empty] | admin | 2024-12-12 14:25 |  | MEDELA AG | MEDELA BASIC MOBILE | 2038968 | OPERATION THEATRE |  |  | 1 | B | 1 |  | SUP100026 | PRINCIP ENGINEERING | STOR 218846 | SWITZERLAND |  | PRINCIP ENGINEERING |  |  | 0 | 0 | 0 | 0 |  |  |  |  | 2023-02-11 | KPJ Ipoh Specialist Hospital | 1 | [12 empty] | 2025-11-01 | 2026-11-01 | bar: NOV
506 | H07B100506 | 13215 | BEMS | B | - | ACT | C | H07 | BEMS | INFUSION PUMP | INFUSION PUMP | BA | A&E | GF | ISH/BE/00186 | 0 |  | 0 | HOSPITAL | 3500 | 0 | 0 | 0 | 0 | 0 | 0 | 0 | 0 | 0 | 0 |  | 1900-01-01 | 29 | [8 empty] | A&E |  |  |  | 0 | 0 | [12 empty] | admin | 2024-12-12 14:25 |  | TERUMO | TE112 | 2110048 | ACCIDENT & EMERGENCY SERVICES |  |  | 1 | B | 1 |  | HOSPIMETRIX SDN BHD | HOSPIMETRIX SDN BHD |  | JAPAN |  | PRINCIP ENGINEERING |  |  | 0 | 0 | 0 | 0 |  |  |  |  | 1995-01-01 | KPJ Ipoh Specialist Hospital | 1 | [12 empty] | 2025-11-01 | 2026-11-01 | bar: NOV
510 | H07B100510 | 13215 | BEMS | B | - | ACT | C | H07 | BEMS | INFUSION PUMP | INFUSION PUMP | BA | A&E | GF | ISH/BE/01521 | 0 |  | 0 | HOSPITAL | 4200 | 0 | 0 | 0 | 0 | 0 | 0 | 0 | 0 | 0 | 0 | 2019-07-01 | 1900-01-01 | 7 | [8 empty] | A&E |  |  |  | 0 | 0 | [12 empty] | admin | 2024-12-12 14:25 |  | TERUMO | TE-135 | 1605000539 | ACCIDENT & EMERGENCY SERVICES |  |  | 1 | B | 1 |  | SUMMIT COMPANY (M) SDN BHD | SUMMIT COMPANY (M) SDN BHD |  | JAPAN |  | PRINCIP ENGINEERING |  |  | 0 | 0 | 0 | 0 |  |  |  |  | 2017-07-14 | KPJ Ipoh Specialist Hospital | 1 | [12 empty] | 2025-11-01 | 2026-11-01 | bar: NOV
562 | H07B100562 | 13215 | BEMS | B | - | ACT | C | H07 | BEMS | INFUSION PUMP | INFUSION PUMP | BA | CATHLAB | GF | ISH/BE/00914 | 0 |  | 0 | HOSPITAL | 4200 | 0 | 0 | 0 | 0 | 0 | 0 | 0 | 0 | 0 | 0 | 2011-11-01 | 1900-01-01 | 14 | [8 empty] | CATHLAB |  |  |  | 0 | 0 | [12 empty] | admin | 2024-12-12 14:25 |  | TERUMO | TE 112 | O911000237 | CATHETERIZATION LABORATORY |  |  | 1 | B | 1 |  | SUMMIT COMPANY (M) SDN BHD | SUMMIT COMPANY (M) SDN BHD |  | JAPAN |  | PRIDE OUTLET SDN BHD |  |  | 0 | 0 | 0 | 0 |  |  |  |  | 2010-10-11 | KPJ Ipoh Specialist Hospital | 1 | [12 empty] | 2025-11-01 | 2026-11-01 | bar: NOV
565 | H07B100565 | 16516 | BEMS | B | - | ACT | C | H07 | BEMS | TEMPORARY EXTERNAL PACEMAKER | TEMPORARY EXTERNAL PACEMAKER | BA | CATHLAB | GF | ISH/BE/01724 | 0 |  | 0 | HOSPITAL | 20000 | 0 | 0 | 0 | 0 | 0 | 0 | 0 | 0 | 0 | 0 |  | 1900-01-01 | 2 | [8 empty] | CATHLAB |  |  |  | 0 | 0 | [12 empty] | admin | 2024-12-12 14:25 |  | MEDTRONIC | 5392 | DJH044766P | CATHETERIZATION LABORATORY |  |  | 1 | B | 1 |  | MEDTRONIC MALAYSIA SDN BHD | MEDTRONIC MALAYSIA SDN BHD | STOR 207182 | USA |  | MEDTRONIC MALAYSIA SDN BHD |  |  | 0 | 0 | 0 | 0 |  |  |  |  | 2022-10-11 | KPJ Ipoh Specialist Hospital | 1 | [12 empty] | 2025-11-01 | 2026-11-01 | bar: NOV
566 | H07B100566 | 16516 | BEMS | B | - | ACT | C | H07 | BEMS | TEMPORARY EXTERNAL PACEMAKER | TEMPORARY EXTERNAL PACEMAKER | BA | CATHLAB | GF | ISH/BE/01725 | 0 |  | 0 | HOSPITAL | 20000 | 0 | 0 | 0 | 0 | 0 | 0 | 0 | 0 | 0 | 0 |  | 1900-01-01 | 2 | [8 empty] | CATHLAB |  |  |  | 0 | 0 | [12 empty] | admin | 2024-12-12 14:25 |  | MEDTRONIC | 5392 | DJH044767P | CATHETERIZATION LABORATORY |  |  | 1 | B | 1 |  | MEDTRONIC MALAYSIA SDN BHD | MEDTRONIC MALAYSIA SDN BHD | STOR 207182 | USA |  | MEDTRONIC MALAYSIA SDN BHD |  |  | 0 | 0 | 0 | 0 |  |  |  |  | 2022-10-11 | KPJ Ipoh Specialist Hospital | 1 | [12 empty] | 2025-11-01 | 2026-11-01 | bar: NOV
603 | H07B100603 | 16516 | BEMS | B | - | ACT | C | H07 | BEMS | TEMPORARY EXTERNAL PACEMAKER | TEMPORARY EXTERNAL PACEMAKER | BB | CAOT | L01 | ISH/BE/01723 | 0 |  | 0 | HOSPITAL | 20000 | 0 | 0 | 0 | 0 | 0 | 0 | 0 | 0 | 0 | 0 |  | 1900-01-01 | 2 | [8 empty] | CAOT |  |  |  | 0 | 0 | [12 empty] | admin | 2024-12-12 14:25 |  | MEDTRONIC | 5392 | DJH044765P |  |  |  | 1 | B | 1 |  | MEDTRONIC MALAYSIA SDN BHD | MEDTRONIC MALAYSIA SDN BHD | STOR 207182 | USA |  | MEDTRONIC MALAYSIA SDN BHD |  |  | 0 | 0 | 0 | 0 |  |  |  |  | 2022-10-11 | KPJ Ipoh Specialist Hospital | 1 | [12 empty] | 2025-11-01 | 2026-11-01 | bar: NOV
613 | H07B100613 | 16156 | BEMS | B | - | ACT | N | H07 | BEMS | ANEROID SPHYGMOMANOMETER | ANEROID SPHYGMOMANOMETER | BB | DAY CARE | GF | ISH/BE/01553 | 0 |  | 0 | HOSPITAL | 480 | 0 | 0 | 0 | 0 | 0 | 0 | 0 | 0 | 0 | 0 | 2019-10-01 | 1900-01-01 | 7 | [8 empty] | DAY CARE |  |  |  | 0 | 0 | [12 empty] | admin | 2024-12-12 14:25 |  | WELCH ALLYN | 767 | `1 |  |  |  | 1 | B | 1 |  | PERNIAGAAN MEGAMEDIK SDN BHD | PERNIAGAAN MEGAMEDIK SDN BHD | STOR 150023 (FA) | GERMANY |  | PRICIP ENGINEERING |  |  | 0 | 0 | 0 | 0 |  |  |  |  | 2017-10-10 | KPJ Ipoh Specialist Hospital | 1 | [12 empty] | 2025-11-01 | 2026-11-01 | bar: NOV
650 | H07B100650 | 15967 | BEMS | B | - | ACT | C | H07 | BEMS | MONITOR LCD | MONITOR LCD | BB | DIAGNOSTIC CENTRE | L01 | ISH/BE/00320 | 0 |  | 0 | HOSPITAL | 19000 | 0 | 0 | 0 | 0 | 0 | 0 | 0 | 0 | 0 | 0 |  | 1900-01-01 | 17 | [8 empty] | DIAGNOSTIC CENTRE |  |  |  | 0 | 0 | [12 empty] | admin | 2024-12-12 14:25 |  | OLYMPUS | OEV191 | 7729636 |  |  |  | 1 | B | 1 |  | ENDODYNAMICS (M) SDN.BHD | ENDODYNAMICS (M) SDN.BHD |  | JAPAN |  | OLYMPUS (M) SDN BHD |  |  | 0 | 0 | 0 | 0 |  |  |  |  | 2007-10-30 | KPJ Ipoh Specialist Hospital | 1 | [12 empty] | 2025-11-01 | 2026-11-01 | bar: NOV
652 | H07B100652 | - | BEMS | B | - | ACT | C | H07 | BEMS | PERISTALTIC PUMP UNIT | PERISTALTIC PUMP UNIT | BB | DIAGNOSTIC CENTRE | L01 | ISH/BE/00692 | 0 |  | 0 | HOSPITAL | 15000 | 0 | 0 | 0 | 0 | 0 | 0 | 0 | 0 | 0 | 0 | 2010-07-01 | 1900-01-01 | 15 | [8 empty] | DIAGNOSTIC CENTRE |  |  |  | 0 | 0 | [12 empty] | admin | 2024-12-12 14:25 |  | OLYMPUS | AFU-100 | 22378W23-109 |  |  |  | 1 | B | 1 |  | ENDODYNAMICS (M) SDN.BHD | ENDODYNAMICS (M) SDN.BHD |  | JAPAN |  | OLYMPUS (M) SDN BHD |  |  | 0 | 0 | 0 | 0 |  |  |  |  | 2009-07-28 | KPJ Ipoh Specialist Hospital | 1 | [12 empty] | 2025-11-01 | 2026-11-01 | bar: NOV
653 | H07B100653 | 15967 | BEMS | B | - | ACT | C | H07 | BEMS | MONITOR LCD | MONITOR LCD | BB | DIAGNOSTIC CENTRE | L01 | ISH/BE/00677 | 0 |  | 0 | HOSPITAL | 19000 | 0 | 0 | 0 | 0 | 0 | 0 | 0 | 0 | 0 | 0 | 2010-04-01 | 1900-01-01 | 15 | [8 empty] | DIAGNOSTIC CENTRE |  |  |  | 0 | 0 | [12 empty] | admin | 2024-12-12 14:25 |  | OLYMPUS | OEV191 | 7924296 |  |  |  | 1 | B | 1 |  | ENDODYNAMICS (M) SDN.BHD | ENDODYNAMICS (M) SDN.BHD |  | JAPAN |  | OLYMPUS (M) SDN BHD |  |  | 0 | 0 | 0 | 0 |  |  |  |  | 2009-02-04 | KPJ Ipoh Specialist Hospital | 1 | [12 empty] | 2025-11-01 | 2026-11-01 | bar: NOV
654 | H07B100654 | 18034 | BEMS | B | - | ACT | C | H07 | BEMS | VIDEO PROCESSOR | VIDEO PROCESSOR | BB | DIAGNOSTIC CENTRE | L01 | ISH/BE/00697 | 0 |  | 0 | HOSPITAL | 55000 | 0 | 0 | 0 | 0 | 0 | 0 | 0 | 0 | 0 | 0 | 2010-08-01 | 1900-01-01 | 15 | [8 empty] | DIAGNOSTIC CENTRE |  |  |  | 0 | 0 | [12 empty] | admin | 2024-12-12 14:25 |  | OLYMPUS | CV-180 | 7983179 |  |  |  | 1 | B | 1 |  | ENDODYNAMICS (M) SDN.BHD | ENDODYNAMICS (M) SDN.BHD |  | JAPAN |  | OLYMPUS (M) SDN BHD |  |  | 0 | 0 | 0 | 0 |  |  |  |  | 2009-08-18 | KPJ Ipoh Specialist Hospital | 1 | [12 empty] | 2025-11-01 | 2026-11-01 | bar: NOV
655 | H07B100655 | 12340 | BEMS | B | - | ACT | C | H07 | BEMS | LIGHT SOURCE | LIGHT SOURCE | BB | DIAGNOSTIC CENTRE | L01 | ISH/BE/00698 | 0 |  | 0 | HOSPITAL | 32000 | 0 | 0 | 0 | 0 | 0 | 0 | 0 | 0 | 0 | 0 | 2010-08-01 | 1900-01-01 | 15 | [8 empty] | DIAGNOSTIC CENTRE |  |  |  | 0 | 0 | [12 empty] | admin | 2024-12-12 14:25 |  | OLYMPUS | CLV-180 | 7901815 |  |  |  | 1 | B | 1 |  | ENDODYNAMICS (M) SDN.BHD | ENDODYNAMICS (M) SDN.BHD |  | JAPAN |  | OLYMPUS (M) SDN BHD |  |  | 0 | 0 | 0 | 0 |  |  |  |  | 2009-08-18 | KPJ Ipoh Specialist Hospital | 1 | [12 empty] | 2025-11-01 | 2026-11-01 | bar: NOV
656 | H07B100656 | 11490 | BEMS | B | - | ACT | C | H07 | BEMS | ELECTROSURGICAL UNITS | ELECTROSURGICAL UNITS | BB | DIAGNOSTIC CENTRE | L01 | ISH/BE/00691 | 0 |  | 0 | HOSPITAL | 35000 | 0 | 0 | 0 | 0 | 0 | 0 | 0 | 0 | 0 | 0 | 2010-07-01 | 1900-01-01 | 15 | [8 empty] | DIAGNOSTIC CENTRE |  |  |  | 0 | 0 | [12 empty] | admin | 2024-12-12 14:25 |  | OLYMPUS | ESG-100 | 22416W23-102 |  |  |  | 1 | B | 1 |  | ENDODYNAMICS (M) SDN.BHD | ENDODYNAMICS (M) SDN.BHD |  | JAPAN |  | OLYMPUS (M) SDN BHD |  |  | 0 | 0 | 0 | 0 |  |  |  |  | 2009-07-28 | KPJ Ipoh Specialist Hospital | 1 | [12 empty] | 2025-11-01 | 2026-11-01 | bar: NOV
663 | H07B100663 | 15073 | BEMS | B | - | ACT | C | H07 | BEMS | BRONCHOSCOPE | BRONCHOSCOPE | BB | DIAGNOSTIC CENTRE | L01 | ISH/BE/01665 | 0 |  | 0 | HOSPITAL | 0 | 0 | 0 | 0 | 0 | 0 | 0 | 0 | 0 | 0 | 0 | 2022-03-01 | 1900-01-01 | 3 | [8 empty] | DIAGNOSTIC CENTRE |  |  |  | 0 | 0 | [12 empty] | admin | 2024-12-12 14:25 |  | OLYMPUS | BF-H190 | 2026598 |  |  |  | 1 | B | 1 |  | OLYMPUS (M) SDN BHD | OLYMPUS (M) SDN BHD |  | JAPAN |  | OLYMPUS (M) SDN BHD |  |  | 0 | 0 | 0 | 0 |  |  |  |  | 2021-04-03 | KPJ Ipoh Specialist Hospital | 1 | [12 empty] | 2025-11-01 | 2026-11-01 | bar: NOV
748 | H07B100748 | - | BEMS | B | - | ACT | C | H07 | BEMS | X-RAY FILM PROCESSOR | X-RAY FILM PROCESSOR | BA | DIAGNOSTIC IMAGING | L01 | ISH/BE/00428 | 0 |  | 0 | HOSPITAL | 0 | 0 | 0 | 0 | 0 | 0 | 0 | 0 | 0 | 0 | 0 |  | 1900-01-01 | 2024 | [8 empty] | DIAGNOSTIC IMAGING |  |  |  | 0 | 0 | [12 empty] | admin | 2024-12-12 14:25 |  | AGFA | DRYSTAR5302 | 8378 |  |  |  | 1 | B | 1 |  | AGFA (M) SDN BHD | AGFA (M) SDN BHD |  | GERMANY |  | BEMS ISH |  |  | 0 | 0 | 0 | 0 |  |  |  |  | 1905-06-27 | KPJ Ipoh Specialist Hospital | 1 | [12 empty] | 2025-11-01 | 2026-11-01 | bar: NOV
868 | H07B100868 | 16944 | BEMS | B | - | ACT | C | H07 | BEMS | QUANTEL COMBI LASER | QUANTEL COMBI LASER | BB | DR JASVINDER | L01 | ISH/BE/01956 | 0 |  | 0 | HOSPITAL | 205000 | 0 | 0 | 0 | 0 | 0 | 0 | 0 | 0 | 0 | 0 |  | 1900-01-01 | 1 | [8 empty] | DR JASVINDER |  |  |  | 0 | 0 | [12 empty] | admin | 2024-12-12 14:25 |  | BIZ MEDIC | VITRA2 532NM GREEN LASER | 5550 |  |  |  | 1 | B | 1 |  | BIZ MEDIC SDN BHD | BIZ MEDIC SDN BHD | STOR 217981 | USA |  | BIZ MEDIC SDN BHD |  |  | 0 | 0 | 0 | 0 |  |  |  |  | 2023-11-24 | KPJ Ipoh Specialist Hospital | 1 | [12 empty] | 2025-11-01 | 2026-11-01 | bar: NOV
869 | H07B100869 | 16944 | BEMS | B | - | ACT | C | H07 | BEMS | QUANTEL COMBI LASER | QUANTEL COMBI LASER | BB | DR JASVINDER | L01 | ISH/BE/01956 | 0 |  | 0 | HOSPITAL | 0 | 0 | 0 | 0 | 0 | 0 | 0 | 0 | 0 | 0 | 0 |  | 1900-01-01 | 1 | [8 empty] | DR JASVINDER |  |  |  | 0 | 0 | [12 empty] | admin | 2024-12-12 14:25 |  |  | CAPSULO YAG LASER | 0602037 |  |  |  | 1 | B | 1 |  | BIZ MEDIC SDN BHD | BIZ MEDIC SDN BHD | STOR 217981 | USA |  | BIZ MEDIC SDN BHD |  |  | 0 | 0 | 0 | 0 |  |  |  |  | 2023-11-24 | KPJ Ipoh Specialist Hospital | 1 | [12 empty] | 2025-11-01 | 2026-11-01 | bar: NOV
911 | H07B100911 | - | BEMS | B | - | ACT | C | H07 | BEMS | RECUMBENT BIKE | RECUMBENT BIKE | BA | PHYSIOTHERAPY | GF | ISH/BE/01731 | 0 |  | 0 | HOSPITAL | 6400 | 0 | 0 | 0 | 0 | 0 | 0 | 0 | 0 | 0 | 0 | 2023-11-01 | 1900-01-01 | 2 | [8 empty] | PHYSIOTHERAPY |  |  |  | 0 | 0 | [12 empty] | admin | 2024-12-12 14:25 |  | SCHWINN | 510R | 100936PRO22100021 |  |  |  | 1 | B | 1 |  | PERNIAGAAN MEGA MEDIK | PERNIAGAAN MEGA MEDIK | STOR 207319 | USA |  | PERNIAGAAN MEGA MEDIK |  |  | 0 | 0 | 0 | 0 |  |  |  |  | 2022-11-29 | KPJ Ipoh Specialist Hospital | 1 | [12 empty] | 2025-11-01 | 2026-11-01 | bar: NOV
933 | H07B100933 | - | BEMS | B | - | ACT | C | H07 | BEMS | BURE RISE & GO | BURE RISE & GO | BA | PHYSIOTHERAPY | GF | ISH/BE/02091 | 0 |  | 0 | HOSPITAL | 20500 | 0 | 0 | 0 | 0 | 0 | 0 | 0 | 0 | 0 | 0 | 2024-11-22 | 1900-01-01 | 0 | [8 empty] | PHYSIOTHERAPY |  |  |  | 0 | 0 | [12 empty] | admin | 2024-12-12 14:25 |  | DIRECT HEALTHCARE GROUP | 56-309 | 35369 |  |  |  | 1 | B | 1 |  | MEDIKA SUPPLIES SDN BHD | MEDIKA SUPPLIES SDN BHD | STOR 229384 | SWEEDEN |  | MEDIKA SUPPLIES SDN BHD |  |  | 0 | 0 | 0 | 0 |  |  |  |  | 2024-11-22 | KPJ Ipoh Specialist Hospital | 1 | [12 empty] | 2025-11-01 | 2026-11-01 | bar: NOV
974 | H07B100974 | 13215 | BEMS | B | - | ACT | C | H07 | BEMS | INFUSION PUMP | INFUSION PUMP | BA | WARD 1 | L01 | ISH/BE/00071 | 0 |  | 0 | HOSPITAL | 0 | 0 | 0 | 0 | 0 | 0 | 0 | 0 | 0 | 0 | 0 |  | 1900-01-01 | 26 | [8 empty] | WARD 1 |  |  |  | 0 | 0 | [12 empty] | admin | 2024-12-12 14:25 |  | TERUMO | TE112 | 97070121 | WARD 1 |  |  | 1 | B | 1 |  | JEBSEN & JESSEN TECHNOLOGY SDN BHD | JEBSEN & JESSEN TECHNOLOGY SDN BHD |  | JAPAN |  | PRINCIP ENGINEERING |  |  | 0 | 0 | 0 | 0 |  |  |  |  | 1998-04-04 | KPJ Ipoh Specialist Hospital | 1 | [12 empty] | 2025-11-01 | 2026-11-01 | bar: NOV
1042 | H07B101042 | 13461 | BEMS | B | - | ACT | N | H07 | BEMS | WEIGHING SCALES | WEIGHING SCALES | BA | WARD 1 | L01 | ISH/BE/01721 | 0 |  | 0 | HOSPITAL | 2500 | 0 | 0 | 0 | 0 | 0 | 0 | 0 | 0 | 0 | 0 | 2023-10-01 | 1900-01-01 | 2 | [8 empty] | WARD 1 |  |  |  | 0 | 0 | [12 empty] | admin | 2024-12-12 14:25 |  | SECA | SECA 769 | 10000000937198 | WARD 1 |  |  | 1 | B | 1 |  | HARMONI JAYA | HARMONI JAYA | STOR 206198 | GERMANY |  | HARMONI JAYA |  |  | 0 | 0 | 0 | 0 |  |  |  |  | 2022-04-10 | KPJ Ipoh Specialist Hospital | 1 | [12 empty] | 2025-11-01 | 2026-11-01 | bar: NOV
1079 | H07B101079 | 13215 | BEMS | B | - | ACT | C | H07 | BEMS | INFUSION PUMP | INFUSION PUMP | BB | WARD 7B | L03 | ISH/BE/01680 | 0 |  | 0 | HOSPITAL | 4270 | 0 | 0 | 0 | 0 | 0 | 0 | 0 | 0 | 0 | 0 | 2024-04-12 | 1900-01-01 | 2 | [8 empty] | WARD 7B |  |  |  | 0 | 0 | [12 empty] | admin | 2024-12-12 14:25 |  | TERUMO | TE*LM730A02 | 2109012009 | WARD 7B |  |  | 1 | B | 1 |  | SUMMIT COMPANY (M) SDN BHD | SUMMIT COMPANY (M) SDN BHD |  | JAPAN |  | SUMMIT COMPANY (MALAYSIA) SDN BHD |  |  | 0 | 0 | 0 | 0 |  |  |  |  | 2022-04-13 | KPJ Ipoh Specialist Hospital | 1 | [12 empty] | 2025-11-01 | 2026-11-01 | bar: NOV
1115 | H07B101115 | 13215 | BEMS | B | - | ACT | C | H07 | BEMS | INFUSION PUMP | INFUSION PUMP | BA | WARD 3 | L02 | ISH/BE/01650 | 0 |  | 0 | HOSPITAL | 3650 | 0 | 0 | 0 | 0 | 0 | 0 | 0 | 0 | 0 | 0 | 2023-05-01 | 1900-01-01 | 2 | [8 empty] | WARD 3 |  |  |  | 0 | 0 | [12 empty] | admin | 2024-12-12 14:25 |  | TERUMO | TE LM730A02 | 2008010016 | WARD 3 |  |  | 1 | B | 1 |  | SUMMIT COMPANY (M) SDN BHD | SUMMIT COMPANY (M) SDN BHD | STOR 191849 | JAPAN |  | SUMMIT COMPANY (MALAYSIA) SDN BHD |  |  | 0 | 0 | 0 | 0 |  |  |  |  | 2021-08-16 | KPJ Ipoh Specialist Hospital | 1 | [12 empty] | 2025-11-01 | 2026-11-01 | bar: NOV
1116 | H07B101116 | 13215 | BEMS | B | - | ACT | C | H07 | BEMS | INFUSION PUMP | INFUSION PUMP | BA | WARD 3 | L02 | ISH/BE/01684 | 0 |  | 0 | HOSPITAL | 4270 | 0 | 0 | 0 | 0 | 0 | 0 | 0 | 0 | 0 | 0 | 2024-04-12 | 1900-01-01 | 10 | [8 empty] | WARD 3 |  |  |  | 0 | 0 | [12 empty] | admin | 2024-12-12 14:25 |  | TERUMO | TE*LM730A02 | 2110012025 | WARD 3 |  |  | 1 | B | 1 |  | SUMMIT COMPANY (M) SDN BHD | SUMMIT COMPANY (M) SDN BHD |  | JAPAN |  | SUMMIT COMPANY (MALAYSIA) SDN BHD |  |  | 0 | 0 | 0 | 0 |  |  |  |  | 2022-04-13 | KPJ Ipoh Specialist Hospital | 1 | [12 empty] | 2025-11-01 | 2026-11-01 | bar: NOV
1155 | H07B101155 | 13215 | BEMS | B | - | ACT | C | H07 | BEMS | INFUSION PUMP | INFUSION PUMP | BA | WARD 2 | L02 | ISH/BE/01375 | 0 |  |  | HOSPITAL | 3900 | 0 | 0 | 0 | 0 | 0 | 0 | 0 | 0 | 0 | 0 | 2018-04-01 | 1900-01-01 | 8 | [8 empty] | WARD 2 |  |  |  | 0 | 0 | [12 empty] | admin | 2024-12-12 14:25 |  | TERUMO | TE*135NW2 | 1507000002 | WARD 2 |  |  | 1 | B | 1 |  | SUMMIT COMPANY (M) SDN BHD | SUMMIT COMPANY (M) SDN BHD | SON 133TE*135NW213 | JAPAN |  | PRINCIP ENGINEERING |  |  | 0 | 0 | 0 | 0 |  |  |  |  | 2016-04-14 | KPJ Ipoh Specialist Hospital | 1 | [12 empty] | 2025-11-01 | 2026-11-01 | bar: NOV
1188 | H07B101188 | 13215 | BEMS | B | - | ACT | C | H07 | BEMS | INFUSION PUMP | INFUSION PUMP | BB | WARD 7A | L03 | ISH/BE/01681 | 0 |  |  | HOSPITAL | 4270 | 0 | 0 | 0 | 0 | 0 | 0 | 0 | 0 | 0 | 0 | 2024-04-12 | 1900-01-01 | 2 | [8 empty] | WARD 7A |  |  |  | 0 | 0 | [12 empty] | admin | 2024-12-12 14:25 |  | TERUMO | TE*LM730A02 | 2109012010 | WARD 7A |  |  | 1 | B | 1 |  | SUMMIT COMPANY (M) SDN BHD | SUMMIT COMPANY (M) SDN BHD |  | JAPAN |  | SUMMIT COMPANY (MALAYSIA) SDN BHD |  |  | 0 | 0 | 0 | 0 |  |  |  |  | 2022-04-13 | KPJ Ipoh Specialist Hospital | 1 | [12 empty] | 2025-11-01 | 2026-11-01 | bar: NOV
1189 | H07B101189 | 13215 | BEMS | B | - | ACT | C | H07 | BEMS | INFUSION PUMP | INFUSION PUMP | BB | WARD 7A | L03 | ISH/BE/01682 | 0 |  |  | HOSPITAL | 4270 | 0 | 0 | 0 | 0 | 0 | 0 | 0 | 0 | 0 | 0 | 2024-04-12 | 1900-01-01 | 2 | [8 empty] | WARD 7A |  |  |  | 0 | 0 | [12 empty] | admin | 2024-12-12 14:25 |  | TERUMO | TE*LM730A02 | 2109012011 | WARD 7A |  |  | 1 | B | 1 |  | SUMMIT COMPANY (M) SDN BHD | SUMMIT COMPANY (M) SDN BHD |  | JAPAN |  | SUMMIT COMPANY (MALAYSIA) SDN BHD |  |  | 0 | 0 | 0 | 0 |  |  |  |  | 2022-04-13 | KPJ Ipoh Specialist Hospital | 1 | [12 empty] | 2025-11-01 | 2026-11-01 | bar: NOV
1220 | H07B101220 | 13215 | BEMS | B | - | ACT | C | H07 | BEMS | INFUSION PUMP | INFUSION PUMP | BA | WARD 6 | L03 | ISH/BE/01678 | 0 |  | 0 | HOSPITAL | 4270 | 0 | 0 | 0 | 0 | 0 | 0 | 0 | 0 | 0 | 0 | 2024-04-12 | 1900-01-01 | 10 | [8 empty] | WARD 6 |  |  |  | 0 | 0 | [12 empty] | admin | 2024-12-12 14:25 |  | TERUMO | TE*LM730A02 | 2109012007 | WARD 6 |  |  | 1 | B | 1 |  | SUMMIT COMPANY (M) SDN BHD | SUMMIT COMPANY (M) SDN BHD |  | JAPAN |  | SUMMIT COMPANY (MALAYSIA) SDN BHD |  |  | 0 | 0 | 0 | 0 |  |  |  |  | 2022-04-13 | KPJ Ipoh Specialist Hospital | 1 | [12 empty] | 2025-11-01 | 2026-11-01 | bar: NOV
61 | H07B100061 | 13215 | BEMS | B | - | ACT | C | H07 | BEMS | INFUSION PUMP | INFUSION PUMP | BA | ICU | L01 | ISH/BE/01307 | 0 |  | 0 | HOSPITAL | 3650 | 0 | 0 | 0 | 0 | 0 | 0 | 0 | 0 | 0 | 0 | 2017-11-01 | 1900-01-01 | 9 | [8 empty] | ICU |  |  |  | 0 | 0 | [12 empty] | admin | 2024-12-12 14:25 |  | TERUMO | TE-LM700 | 1501012012 | INTENSIVE CARE UNIT SERVICES |  |  | 1 | B | 1 |  | SUMMIT COMPANY (M) SDN BHD | SUMMIT COMPANY (M) SDN BHD |  | JAPAN |  | PRINCIP ENGINEERING |  |  | 0 | 0 | 0 | 0 |  |  |  |  | 2015-11-16 | KPJ Ipoh Specialist Hospital | 1 | [12 empty] | 2025-12-01 | 2026-12-01 | bar: DEC
62 | H07B100062 | 13215 | BEMS | B | - | ACT | C | H07 | BEMS | INFUSION PUMP | INFUSION PUMP | BA | ICU | L01 | ISH/BE/01308 | 0 |  | 0 | HOSPITAL | 3650 | 0 | 0 | 0 | 0 | 0 | 0 | 0 | 0 | 0 | 0 | 2017-11-01 | 1900-01-01 | 9 | [8 empty] | ICU |  |  |  | 0 | 0 | [12 empty] | admin | 2024-12-12 14:25 |  | TERUMO | TE-LM700 | 1501012018 | INTENSIVE CARE UNIT SERVICES |  |  | 1 | B | 1 |  | SUMMIT COMPANY (M) SDN BHD | SUMMIT COMPANY (M) SDN BHD |  | JAPAN |  | PRINCIP ENGINEERING |  |  | 0 | 0 | 0 | 0 |  |  |  |  | 2015-11-16 | KPJ Ipoh Specialist Hospital | 1 | [12 empty] | 2025-12-01 | 2026-12-01 | bar: DEC
109 | H07B100109 | 16156 | BEMS | B | - | ACT | N | H07 | BEMS | ANEROID SPHYGMOMANOMETER | ANEROID SPHYGMOMANOMETER | BA | ICU | L01 | ISH/BE/01159 | 0 |  | 0 | HOSPITAL | 440 | 0 | 0 | 0 | 0 | 0 | 0 | 0 | 0 | 0 | 0 | 2015-04-01 | 1900-01-01 | 10 | [8 empty] | ICU |  |  |  | 0 | 0 | [12 empty] | admin | 2024-12-12 14:25 |  | WELCH ALLYN | 767 | 131218030325 | INTENSIVE CARE UNIT SERVICES |  |  | 1 | B | 1 |  | JESS MED | JESS MED | STOR 105449 (FA) | GERMANY |  | PRINCIP ENGINEERING |  |  | 0 | 0 | 0 | 0 |  |  |  |  | 2014-04-11 | KPJ Ipoh Specialist Hospital | 1 | [12 empty] | 2025-12-01 | 2026-12-01 | bar: DEC
110 | H07B100110 | 16156 | BEMS | B | - | ACT | N | H07 | BEMS | ANEROID SPHYGMOMANOMETER | ANEROID SPHYGMOMANOMETER | BA | ICU | L01 | ISH/BE/01160 | 0 |  | 0 | HOSPITAL | 440 | 0 | 0 | 0 | 0 | 0 | 0 | 0 | 0 | 0 | 0 | 2015-04-01 | 1900-01-01 | 10 | [8 empty] | ICU |  |  |  | 0 | 0 | [12 empty] | admin | 2024-12-12 14:25 |  | WELCH ALLYN | 767 | 131218025385 | INTENSIVE CARE UNIT SERVICES |  |  | 1 | B | 1 |  | JESS MED | JESS MED | STOR 105449 (FA) | GERMANY |  | PRINCIP ENGINEERING |  |  | 0 | 0 | 0 | 0 |  |  |  |  | 2014-04-11 | KPJ Ipoh Specialist Hospital | 1 | [12 empty] | 2025-12-01 | 2026-12-01 | bar: DEC
173 | H07B100173 | 16156 | BEMS | B | - | ACT | N | H07 | BEMS | ANEROID SPHYGMOMANOMETER | ANEROID SPHYGMOMANOMETER | BA | HDU | L02 | ISH/BE/01161 | 0 |  | 0 | HOSPITAL | 440 | 0 | 0 | 0 | 0 | 0 | 0 | 0 | 0 | 0 | 0 | 2015-04-01 | 1900-01-01 | 10 | [8 empty] | HDU |  |  |  | 0 | 0 | [12 empty] | admin | 2024-12-12 14:25 |  | WELCH ALLYN | 767 | 131218030655 | HIGH DEPENDENCY UNIT |  |  | 1 | B | 1 |  | JESS MED | JESS MED | STOR 105449 (FA) | GERMANY |  | PRINCIP ENGINEERING |  |  | 0 | 0 | 0 | 0 |  |  |  |  | 2014-04-11 | KPJ Ipoh Specialist Hospital | 1 | [12 empty] | 2025-12-01 | 2026-12-01 | bar: DEC
174 | H07B100174 | 16156 | BEMS | B | - | ACT | N | H07 | BEMS | ANEROID SPHYGMOMANOMETER | ANEROID SPHYGMOMANOMETER | BA | HDU | L02 | ISH/BE/01162 | 0 |  | 0 | HOSPITAL | 440 | 0 | 0 | 0 | 0 | 0 | 0 | 0 | 0 | 0 | 0 | 2015-04-01 | 1900-01-01 | 10 | [8 empty] | HDU |  |  |  | 0 | 0 | [12 empty] | admin | 2024-12-12 14:25 |  | WELCH ALLYN | 767 | 131218024965 | HIGH DEPENDENCY UNIT |  |  | 1 | B | 1 |  | JESS MED | JESS MED | STOR 105449 (FA) | GERMANY |  | PRINCIP ENGINEERING |  |  | 0 | 0 | 0 | 0 |  |  |  |  | 2014-04-11 | KPJ Ipoh Specialist Hospital | 1 | [12 empty] | 2025-12-01 | 2026-12-01 | bar: DEC
198 | H07B100198 | 13360 | BEMS | B | - | ACT | C | H07 | BEMS | NEOPUFF | NEOPUFF | BA | NICU | L01 | ISH/BE/01389 | 0 |  | 0 | HOSPITAL | 5660 | 0 | 0 | 0 | 0 | 0 | 0 | 0 | 0 | 0 | 0 | 2017-04-01 | 1900-01-01 | 0 | [8 empty] | NICU |  |  |  | 0 | 0 | [12 empty] | admin | 2024-12-12 14:25 |  | FISHER & PAYKEL | RD900 | 150929003488 | NICU |  |  | 1 | B | 1 |  | SUP100023 | DAYA CERGAS (M) SDN BHD | STOR 131033 (FA) | USA |  | DAYA CERGAS (M) SDN BHD |  |  | 0 | 0 | 0 | 0 |  |  |  |  | 2016-04-25 | KPJ Ipoh Specialist Hospital | 1 | [12 empty] | 2025-12-01 | 2026-12-01 | bar: DEC
199 | H07B100199 | 13360 | BEMS | B | - | ACT | C | H07 | BEMS | NEOPUFF | NEOPUFF | BA | NICU | L01 | ISH/BE/01390 | 0 |  | 0 | HOSPITAL | 5660 | 0 | 0 | 0 | 0 | 0 | 0 | 0 | 0 | 0 | 0 | 2017-04-01 | 1900-01-01 | 0 | [8 empty] | NICU |  |  |  | 0 | 0 | [12 empty] | admin | 2024-12-12 14:25 |  | FISHER & PAYKEL | RD900 | 150929003489 | NICU |  |  | 1 | B | 1 |  | SUP100023 | DAYA CERGAS (M) SDN BHD | STOR 131033 (FA) | USA |  | DAYA CERGAS (M) SDN BHD |  |  | 0 | 0 | 0 | 0 |  |  |  |  | 2016-04-25 | KPJ Ipoh Specialist Hospital | 1 | [12 empty] | 2025-12-01 | 2026-12-01 | bar: DEC
280 | H07B100280 | 13931 | BEMS | B | - | ACT | C | H07 | BEMS | SYRINGE PUMP TCI | SYRINGE PUMP TCI | BA | OT | L01 | ISH/BE/01620 | 0 |  | 0 | HOSPITAL | 6000 | 0 | 0 | 0 | 0 | 0 | 0 | 0 | 0 | 0 | 0 | 2022-10-01 | 1900-01-01 | 4 | [8 empty] | OT |  |  |  | 0 | 0 | [12 empty] | admin | 2024-12-12 14:25 |  | B.BRAUN | PERFUSOR SPACE | 533895 | OPERATION THEATRE |  |  | 1 | B | 1 |  | B.BRAUN MEDICAL SUPPLIES SDN BHD | B.BRAUN MEDICAL SUPPLIES SDN BHD | STOR 186336 | GERMANY |  | B.BRAUN MEDICAL SUPPLIES SDN BHD |  |  | 0 | 0 | 0 | 0 |  |  |  |  | 2020-10-02 | KPJ Ipoh Specialist Hospital | 1 | [12 empty] | 2025-12-01 | 2026-12-01 | bar: DEC
281 | H07B100281 | 13931 | BEMS | B | - | ACT | C | H07 | BEMS | SYRINGE PUMP TCI | SYRINGE PUMP TCI | BA | OT | L01 | ISH/BE/01613 | 0 |  | 0 | HOSPITAL | 6000 | 0 | 0 | 0 | 0 | 0 | 0 | 0 | 0 | 0 | 0 | 2022-10-01 | 1900-01-01 | 4 | [8 empty] | OT |  |  |  | 0 | 0 | [12 empty] | admin | 2024-12-12 14:25 |  | B.BRAUN | PERFUSOR SPACE | 530038 | OPERATION THEATRE |  |  | 1 | B | 1 |  | B.BRAUN MEDICAL SUPPLIES SDN BHD | B.BRAUN MEDICAL SUPPLIES SDN BHD | STOR 186336 | GERMANY |  | B.BRAUN MEDICAL SUPPLIES SDN BHD |  |  | 0 | 0 | 0 | 0 |  |  |  |  | 2020-10-02 | KPJ Ipoh Specialist Hospital | 1 | [12 empty] | 2025-12-01 | 2026-12-01 | bar: DEC
282 | H07B100282 | 13931 | BEMS | B | - | ACT | C | H07 | BEMS | SYRINGE PUMP TCI | SYRINGE PUMP TCI | BA | OT | L01 | ISH/BE/01614 | 0 |  | 0 | HOSPITAL | 6000 | 0 | 0 | 0 | 0 | 0 | 0 | 0 | 0 | 0 | 0 | 2022-10-01 | 1900-01-01 | 4 | [8 empty] | OT |  |  |  | 0 | 0 | [12 empty] | admin | 2024-12-12 14:25 |  | B.BRAUN | PERFUSOR SPACE | 530110 | OPERATION THEATRE |  |  | 1 | B | 1 |  | B.BRAUN MEDICAL SUPPLIES SDN BHD | B.BRAUN MEDICAL SUPPLIES SDN BHD | STOR 186336 | GERMANY |  | B.BRAUN MEDICAL SUPPLIES SDN BHD |  |  | 0 | 0 | 0 | 0 |  |  |  |  | 2020-10-02 | KPJ Ipoh Specialist Hospital | 1 | [12 empty] | 2025-12-01 | 2026-12-01 | bar: DEC
283 | H07B100283 | 13931 | BEMS | B | - | ACT | C | H07 | BEMS | SYRINGE PUMP TCI | SYRINGE PUMP TCI | BA | OT | L01 | ISH/BE/01615 | 0 |  | 0 | HOSPITAL | 6000 | 0 | 0 | 0 | 0 | 0 | 0 | 0 | 0 | 0 | 0 | 2022-10-01 | 1900-01-01 | 4 | [8 empty] | OT |  |  |  | 0 | 0 | [12 empty] | admin | 2024-12-12 14:25 |  | B.BRAUN | PERFUSOR SPACE | 533877 | OPERATION THEATRE |  |  | 1 | B | 1 |  | B.BRAUN MEDICAL SUPPLIES SDN BHD | B.BRAUN MEDICAL SUPPLIES SDN BHD | STOR 186336 | GERMANY |  | B.BRAUN MEDICAL SUPPLIES SDN BHD |  |  | 0 | 0 | 0 | 0 |  |  |  |  | 2020-10-02 | KPJ Ipoh Specialist Hospital | 1 | [12 empty] | 2025-12-01 | 2026-12-01 | bar: DEC
322 | H07B100322 | 12282 | BEMS | B | - | ACT | C | H07 | BEMS | OPERATING LIGHT | OPERATING LIGHT | BA | OT | L01 | ISH/BE/01149 | 0 |  | 0 | HOSPITAL | 0 | 0 | 0 | 0 | 0 | 0 | 0 | 0 | 0 | 0 | 0 | 2016-01-01 | 1900-01-01 | 10 | [8 empty] | OT |  |  |  | 0 | 0 | [12 empty] | admin | 2024-12-12 14:25 |  | TRUMPF MEDIZIN | TRULIGHT 5510/5300 | 102026616 | OPERATION THEATRE |  |  | 1 | B | 1 |  | MAYCARE SDN BHD | MAYCARE SDN BHD | STOR104809 (FA) | GERMANY |  | PRINCIP ENGINEERING |  |  | 0 | 0 | 0 | 0 |  |  |  |  | 2014-01-16 | KPJ Ipoh Specialist Hospital | 1 | [12 empty] | 2025-12-01 | 2026-12-01 | bar: DEC
323 | H07B100323 | 12282 | BEMS | B | - | ACT | C | H07 | BEMS | OPERATING LIGHT | OPERATING LIGHT | BA | OT | L01 | ISH/BE/01146 | 0 |  | 0 | HOSPITAL | 0 | 0 | 0 | 0 | 0 | 0 | 0 | 0 | 0 | 0 | 0 | 2016-01-01 | 1900-01-01 | 10 | [8 empty] | OT |  |  |  | 0 | 0 | [12 empty] | admin | 2024-12-12 14:25 |  | TRUMPF MEDIZIN | TRULIGHT 5510/5300 | 102023662 | OPERATION THEATRE |  |  | 1 | B | 1 |  | MAYCARE SDN BHD | MAYCARE SDN BHD | STOR104809 (FA) | GERMANY |  | PRINCIP ENGINEERING |  |  | 0 | 0 | 0 | 0 |  |  |  |  | 2014-01-16 | KPJ Ipoh Specialist Hospital | 1 | [12 empty] | 2025-12-01 | 2026-12-01 | bar: DEC
324 | H07B100324 | 12282 | BEMS | B | - | ACT | C | H07 | BEMS | OPERATING LIGHT | OPERATING LIGHT | BA | OT | L01 | ISH/BE/01142 | 0 |  | 0 | HOSPITAL | 0 | 0 | 0 | 0 | 0 | 0 | 0 | 0 | 0 | 0 | 0 | 2016-01-01 | 1900-01-01 | 10 | [8 empty] | OT |  |  |  | 0 | 0 | [12 empty] | admin | 2024-12-12 14:25 |  | TRUMPF MEDIZIN | TRULIGHT 5510/5300 | 102019818 | OPERATION THEATRE |  |  | 1 | B | 1 |  | MAYCARE SDN BHD | MAYCARE SDN BHD | STOR104809 (FA) | GERMANY |  | PRINCIP ENGINEERING |  |  | 0 | 0 | 0 | 0 |  |  |  |  | 2014-01-16 | KPJ Ipoh Specialist Hospital | 1 | [12 empty] | 2025-12-01 | 2026-12-01 | bar: DEC
325 | H07B100325 | 12282 | BEMS | B | - | ACT | C | H07 | BEMS | OPERATING LIGHT | OPERATING LIGHT | BA | OT | L01 | ISH/BE/01152 | 0 |  | 0 | HOSPITAL | 0 | 0 | 0 | 0 | 0 | 0 | 0 | 0 | 0 | 0 | 0 | 2016-01-01 | 1900-01-01 | 10 | [8 empty] | OT |  |  |  | 0 | 0 | [12 empty] | admin | 2024-12-12 14:25 |  | TRUMPF MEDIZIN | TRULIGHT 5510/5300 | 102023661 | OPERATION THEATRE |  |  | 1 | B | 1 |  | MAYCARE SDN BHD | MAYCARE SDN BHD | STOR104809 (FA) | GERMANY |  | PRINCIP ENGINEERING |  |  | 0 | 0 | 0 | 0 |  |  |  |  | 2014-01-16 | KPJ Ipoh Specialist Hospital | 1 | [12 empty] | 2025-12-01 | 2026-12-01 | bar: DEC
326 | H07B100326 | 12282 | BEMS | B | - | ACT | C | H07 | BEMS | OPERATING LIGHT | OPERATING LIGHT | BA | OT | L01 | ISH/BE/01221 | 0 |  | 0 | HOSPITAL | 156400 | 0 | 0 | 0 | 0 | 0 | 0 | 0 | 0 | 0 | 0 | 2017-03-01 | 1900-01-01 | 9 | [8 empty] | OT |  |  |  | 0 | 0 | [12 empty] | admin | 2024-12-12 14:25 |  | TRUMPF MEDIZIN | ILED5 & iLED3 VP2000 | 102030130 & 102027258 | OPERATION THEATRE |  |  | 1 | B | 1 |  | MALAYSIA HEALTHCARE SDN BHD | MALAYSIA HEALTHCARE SDN BHD | STOR 104809 (FA) | GERMANY |  | PRINCIP ENGINEERING |  |  | 0 | 0 | 0 | 0 |  |  |  |  | 2015-03-04 | KPJ Ipoh Specialist Hospital | 1 | [12 empty] | 2025-12-01 | 2026-12-01 | bar: DEC
327 | H07B100327 | 12282 | BEMS | B | - | ACT | C | H07 | BEMS | OPERATING LIGHT | OPERATING LIGHT | BA | OT | L01 | ISH/BE/01225 | 0 |  | 0 | HOSPITAL | 156400 | 0 | 0 | 0 | 0 | 0 | 0 | 0 | 0 | 0 | 0 | 2017-03-01 | 1900-01-01 | 9 | [8 empty] | OT |  |  |  | 0 | 0 | [12 empty] | admin | 2024-12-12 14:25 |  | TRUMPF MEDIZIN | ILED5 & iLED3 VP2000 | 102027266 & 102030128 | OPERATION THEATRE |  |  | 1 | B | 1 |  | MALAYSIA HEALTHCARE SDN BHD | MALAYSIA HEALTHCARE SDN BHD | STOR 104809 (FA) | GERMANY |  | PRINCIP ENGINEERING |  |  | 0 | 0 | 0 | 0 |  |  |  |  | 2015-03-04 | KPJ Ipoh Specialist Hospital | 1 | [12 empty] | 2025-12-01 | 2026-12-01 | bar: DEC
429 | H07B100429 | 18076 | BEMS | B | - | ACT | C | H07 | BEMS | OXYGEN BLENDER | OXYGEN BLENDER | BA | OT | L01 | ISH/BE/01732 | 0 |  | 0 | HOSPITAL | 6894 | 0 | 0 | 0 | 0 | 0 | 0 | 0 | 0 | 0 | 0 | 2023-12-01 | 1900-01-01 | 2 | [8 empty] | OT |  |  |  | 0 | 0 | [12 empty] | admin | 2024-12-12 14:25 |  | BIOMED DEVICES | BLENDER O2 | BX2256998 | OPERATION THEATRE |  |  | 1 | B | 1 |  | SUP100023 | DAYA CERGAS (M) SDN BHD | STOR 208162 (FA) | USA |  | DAYA CERGAS (M) SDN BHD |  |  | 0 | 0 | 0 | 0 |  |  |  |  | 2022-01-12 | KPJ Ipoh Specialist Hospital | 1 | [12 empty] | 2025-12-01 | 2026-12-01 | bar: DEC
433 | H07B100433 | 10969 | BEMS | B | - | ACT | C | H07 | BEMS | DVT PUMP | DVT PUMP | BA | OT | L01 | ISH/BE/01745 | 0 |  | 0 | HOSPITAL | 8000 | 0 | 0 | 0 | 0 | 0 | 0 | 0 | 0 | 0 | 0 | 2024-12-01 | 1900-01-01 | 2 | [8 empty] | OT |  |  |  | 0 | 0 | [12 empty] | admin | 2024-12-12 14:25 |  | COVIDIEN LLC | KENDALL SCD 700 | V2202198SX | OPERATION THEATRE |  |  | 1 | B | 1 |  | ATALIS HEALTHCARE SDN BHD | ATALIS HEALTHCARE SDN BHD | STOR 206748 | USA |  | SCHMIDT BIOMEDTECH SDN BHD |  |  | 0 | 0 | 0 | 0 |  |  |  |  | 2022-12-23 | KPJ Ipoh Specialist Hospital | 1 | [12 empty] | 2025-12-01 | 2026-12-01 | bar: DEC
434 | H07B100434 | 10969 | BEMS | B | - | ACT | C | H07 | BEMS | DVT PUMP | DVT PUMP | BA | OT | L01 | ISH/BE/01746 | 0 |  | 0 | HOSPITAL | 8000 | 0 | 0 | 0 | 0 | 0 | 0 | 0 | 0 | 0 | 0 | 2024-12-01 | 1900-01-01 | 2 | [8 empty] | OT |  |  |  | 0 | 0 | [12 empty] | admin | 2024-12-12 14:25 |  | COVIDIEN LLC | KENDALL SCD 700 | V2202206SX | OPERATION THEATRE |  |  | 1 | B | 1 |  | ATALIS HEALTHCARE SDN BHD | ATALIS HEALTHCARE SDN BHD | STOR 206748 | USA |  | SCHMIDT BIOMEDTECH SDN BHD |  |  | 0 | 0 | 0 | 0 |  |  |  |  | 2022-12-23 | KPJ Ipoh Specialist Hospital | 1 | [12 empty] | 2025-12-01 | 2026-12-01 | bar: DEC
525 | H07B100525 | 16438 | BEMS | B | - | ACT | C | H07 | BEMS | ENT HEADLIGHT | ENT HEADLIGHT | BA | A&E | GF | ISH/BE/01107 | 0 |  | 0 | HOSPITAL | 3250 | 0 | 0 | 0 | 0 | 0 | 0 | 0 | 0 | 0 | 0 | 2014-07-01 | 1900-01-01 | 11 | [8 empty] | A&E |  |  |  | 0 | 0 | [12 empty] | admin | 2024-12-12 14:25 |  | WELCH ALLYN | 2050AH | N/A | ACCIDENT & EMERGENCY SERVICES |  |  | 1 | B | 1 |  | JESS MED | JESS MED | STOR 105530 (FA) | GERMANY |  | BEMS ISH |  |  | 0 | 0 | 0 | 0 |  |  |  |  | 2013-07-16 | KPJ Ipoh Specialist Hospital | 1 | [12 empty] | 2025-12-01 | 2026-12-01 | bar: DEC
531 | H07B100531 | 14346 | BEMS | B | - | ACT | C | H07 | BEMS | VEIN VIEWER | VEIN VIEWER | BA | A&E | GF | ISH/BE/01588 | 0 |  | 0 | HOSPITAL | 20000 | 0 | 0 | 0 | 0 | 0 | 0 | 0 | 0 | 0 | 0 | 2024-02-01 | 1900-01-01 | 5 | [8 empty] | A&E |  |  |  | 0 | 0 | [12 empty] | admin | 2024-12-12 14:25 |  | CHRISTIE MEDICAL | MCV134-002102-02 | FLEXB16718N | ACCIDENT & EMERGENCY SERVICES |  |  | 1 | B | 1 |  | SUP100018 | IDS MEDICAL SYSTEM (M) SDN BHD | STOR 166057 | USA |  | IDS MEDICAL SYSTEM SDN BHD |  |  | 0 | 0 | 0 | 0 |  |  |  |  | 2019-02-22 | KPJ Ipoh Specialist Hospital | 1 | [12 empty] | 2025-12-01 | 2026-12-01 | bar: DEC
532 | H07B100532 | 11490 | BEMS | B | - | ACT | C | H07 | BEMS | ELECTROSURGICAL UNITS | ELECTROSURGICAL UNITS | BA | A&E | GF | ISH/BE/01603 | 0 |  | 0 | HOSPITAL | 15000 | 0 | 0 | 0 | 0 | 0 | 0 | 0 | 0 | 0 | 0 | 2023-10-01 | 1900-01-01 | 5 | [8 empty] | A&E |  |  |  | 0 | 0 | [12 empty] | admin | 2024-12-12 14:25 |  | BOVIE | DERM 942 | B4D2579033 | ACCIDENT & EMERGENCY SERVICES |  |  | 1 | B | 1 |  | BERRY MEDICAL SDN BHD | BERRY MEDICAL SDN BHD | STOR 177508 | USA |  | BERRY MEDICAL HEALTHCARE SDN BHD |  |  | 0 | 0 | 0 | 0 |  |  |  |  | 2019-10-31 | KPJ Ipoh Specialist Hospital | 1 | [12 empty] | 2025-12-01 | 2026-12-01 | bar: DEC
563 | H07B100563 | 16156 | BEMS | B | - | ACT | N | H07 | BEMS | ANEROID SPHYGMOMANOMETER | ANEROID SPHYGMOMANOMETER | BA | CATHLAB | GF | ISH/BE/01571 | 0 |  | 0 | HOSPITAL | 450 | 0 | 0 | 0 | 0 | 0 | 0 | 0 | 0 | 0 | 0 | 2019-05-01 | 1900-01-01 | 6 | [8 empty] | CATHLAB |  |  |  | 0 | 0 | [12 empty] | admin | 2024-12-12 14:25 |  | MDF | MDF840 | MDF 840 | CATHETERIZATION LABORATORY |  |  | 1 | B | 1 |  | AL GLOBAL CORPORATION (M) SDN BHD | AL GLOBAL CORPORATION (M) SDN BHD | STOR 152636 (FA) | USA |  | PRINCIP ENGINEERING |  |  | 0 | 0 | 0 | 0 |  |  |  |  | 2018-05-29 | KPJ Ipoh Specialist Hospital | 1 | [12 empty] | 2025-12-01 | 2026-12-01 | bar: DEC
648 | H07B100648 | - | BEMS | B | - | ACT | C | H07 | BEMS | AUTO TYMPANOMETRY | AUTO TYMPANOMETRY | BB | DIAGNOSTIC CENTRE | L01 | ISH/BE/01206 | 0 |  | 0 | HOSPITAL | 20000 | 0 | 0 | 0 | 0 | 0 | 0 | 0 | 0 | 0 | 0 | 2016-12-01 | 1900-01-01 | 10 | [8 empty] | DIAGNOSTIC CENTRE |  |  |  | 0 | 0 | [12 empty] | admin | 2024-12-12 14:25 |  | INTERACOUSTICS | TITAN IMP 440 | 924522 |  |  |  | 1 | B | 1 |  | GLOBAL PRECISION SDN BHD | GLOBAL PRECISION SDN BHD | STOR 117649 (FA) | USA |  | GLOBAL PRECESION SDN BHD |  |  | 0 | 0 | 0 | 0 |  |  |  |  | 2014-12-30 | KPJ Ipoh Specialist Hospital | 1 | [12 empty] | 2025-12-01 | 2026-12-01 | bar: DEC
754 | H07B100754 | - | BEMS | B | - | ACT | C | H07 | BEMS | ELECTRICAL SPHYGMOMANOMETER | ELECTRICAL SPHYGMOMANOMETER | BA | DIAGNOSTIC IMAGING | L01 | ISH/BE/00939 | 0 |  | 0 | HOSPITAL | 450 | 0 | 0 | 0 | 0 | 0 | 0 | 0 | 0 | 0 | 0 | 2011-12-01 | 1900-01-01 | 14 | [8 empty] | DIAGNOSTIC IMAGING |  |  |  | 0 | 0 | [12 empty] | admin | 2024-12-12 14:25 |  | ELEPHANT | DXJ-210 | DXJ-21101202 |  |  |  | 1 | B | 1 |  | RITZ MEDICAL SUPPLIES | RITZ MEDICAL SUPPLIES |  | CHINA |  | PRINCIP ENGINEERING |  |  | 0 | 0 | 0 | 0 |  |  |  |  | 2012-10-31 | KPJ Ipoh Specialist Hospital | 1 | [12 empty] | 2025-12-01 | 2026-12-01 | bar: DEC
856 | H07B100856 | 16944 | BEMS | B | - | ACT | C | H07 | BEMS | QUANTEL EASYRET 577nm YELLOW LASER | QUANTEL EASYRET 577nm YELLOW LASER | BB | DR ONG LIEH BIN | L02 | ISH/BE/01959 | 0 |  | 0 | HOSPITAL | 245000 | 0 | 0 | 0 | 0 | 0 | 0 | 0 | 0 | 0 | 0 | 2025-12-06 | 1900-01-01 | 1 | [8 empty] | DR ONG LIEH BIN |  |  |  | 0 | 0 | [12 empty] | admin | 2024-12-12 14:25 |  | QUANTEL MEDICAL | EASYRET 577 | 0995 |  |  |  | 1 | B | 1 |  | BIZ MEDIC SDN BHD | BIZ MEDIC SDN BHD | STOR 216971(FA) | USA |  | BIZ MEDIC SDN BHD |  |  | 0 | 0 | 0 | 0 |  |  |  |  | 2023-07-12 | KPJ Ipoh Specialist Hospital | 1 | [12 empty] | 2025-12-01 | 2026-12-01 | bar: DEC
912 | H07B100912 | - | BEMS | B | - | ACT | C | H07 | BEMS | SHOCKWAVE THERAPHY | SHOCKWAVE THERAPHY | BA | PHYSIOTHERAPY | GF | ISH/BE/01739 | 0 |  | 0 | HOSPITAL | 39000 | 0 | 0 | 0 | 0 | 0 | 0 | 0 | 0 | 0 | 0 | 2024-12-01 | 1900-01-01 | 2 | [8 empty] | PHYSIOTHERAPY |  |  |  | 0 | 0 | [12 empty] | admin | 2024-12-12 14:25 |  | BTL | BTL-6000 SWT TOPLINE | 04400B012947 |  |  |  | 1 | B | 1 |  | BTL INDUSTRIES MALAYSIA SDN BHD | BTL INDUSTRIES MALAYSIA SDN BHD | STOR 207471 | USA |  | BTL INDUSTRIES MALAYSIA SDN BHD |  |  | 0 | 0 | 0 | 0 |  |  |  |  | 2022-07-12 | KPJ Ipoh Specialist Hospital | 1 | [12 empty] | 2025-12-01 | 2026-12-01 | bar: DEC
914 | H07B100914 | - | BEMS | B | - | ACT | C | H07 | BEMS | ULTRASOUND THERAPY UNIT | ULTRASOUND THERAPY UNIT | BA | PHYSIOTHERAPY | GF | ISH/BE/01741 | 0 |  | 0 | HOSPITAL | 6950 | 0 | 0 | 0 | 0 | 0 | 0 | 0 | 0 | 0 | 0 | 2024-12-01 | 1900-01-01 | 2 | [8 empty] | PHYSIOTHERAPY |  |  |  | 0 | 0 | [12 empty] | admin | 2024-12-12 14:25 |  | BTL | BTL-4710 SMART | 058S0B023618 |  |  |  | 1 | B | 1 |  | BTL INDUSTRIES MALAYSIA SDN BHD | BTL INDUSTRIES MALAYSIA SDN BHD | STOR 207318 | USA |  | BTL INDUSTRIES MALAYSIA SDN BHD |  |  | 0 | 0 | 0 | 0 |  |  |  |  | 2022-07-12 | KPJ Ipoh Specialist Hospital | 1 | [12 empty] | 2025-12-01 | 2026-12-01 | bar: DEC
919 | H07B100919 | - | BEMS | B | - | ACT | C | H07 | BEMS | ULTRASOUND THERAPY UNIT | ULTRASOUND THERAPY UNIT | BA | PHYSIOTHERAPY | GF | ISH/BE/01961 | 0 |  | 0 | HOSPITAL | 19000 | 0 | 0 | 0 | 0 | 0 | 0 | 0 | 0 | 0 | 0 |  | 1900-01-01 | 1 | [8 empty] | PHYSIOTHERAPY |  |  |  | 0 | 0 | [12 empty] | admin | 2024-12-12 14:25 |  | GYMNA UNIPHY | PULSON 200 | 130238 |  |  |  | 1 | B | 1 |  | EL SHAF RIZQI SOLUTIONS | EL SHAF RIZQI SOLUTIONS | STOR 215099 | BELGIUM |  | EL SHAF RIZQI SOLUTIONS |  |  | 0 | 0 | 0 | 0 |  |  |  |  | 2023-12-14 | KPJ Ipoh Specialist Hospital | 1 | [12 empty] | 2025-12-01 | 2026-12-01 | bar: DEC
939 | H07B100939 | 16156 | BEMS | B | - | ACT | C | H07 | BEMS | ANEROID SPHYGMOMANOMETER | ANEROID SPHYGMOMANOMETER | BB | PREMIER WARD | L05 | ISH/BE/01087 | 0 |  | 0 | HOSPITAL | 440 | 0 | 0 | 0 | 0 | 0 | 0 | 0 | 0 | 0 | 0 | 2013-05-01 | 1900-01-01 | 11 | [8 empty] | PREMIER WARD |  |  |  | 0 | 0 | [12 empty] | admin | 2024-12-12 14:25 |  | WELCH ALLYN | 767 | 12068195001 |  |  |  | 1 | B | 1 |  | JESS MED | JESS MED | STOR 104967 CS) | GERMANY |  | PRINCIP ENGINEERING |  |  | 0 | 0 | 0 | 0 |  |  |  |  | 2013-05-17 | KPJ Ipoh Specialist Hospital | 1 | [12 empty] | 2025-12-01 | 2026-12-01 | bar: DEC
971 | H07B100971 | 16156 | BEMS | B | - | ACT | N | H07 | BEMS | ANEROID SPHYGMOMANOMETER | ANEROID SPHYGMOMANOMETER | BB | SESSIONAL CLINIC | L02 | ISH/BE/01364 | 0 |  | 0 | HOSPITAL | 500 | 0 | 0 | 0 | 0 | 0 | 0 | 0 | 0 | 0 | 0 | 2017-03-01 | 1900-01-01 | 8 | [8 empty] | SESSIONAL CLINIC |  |  |  | 0 | 0 | [12 empty] | admin | 2024-12-12 14:25 |  | WELCH ALLYN | 767 | 150811113315 |  |  |  | 1 | B | 1 |  | LKL BEST ENTERPRISE | LKL BEST ENTERPRISE | STOR 130206(FA) | GERMANY |  | BEMS ISH |  |  | 0 | 0 | 0 | 0 |  |  |  |  | 2016-03-23 | KPJ Ipoh Specialist Hospital | 1 | [12 empty] | 2025-12-01 | 2026-12-01 | bar: DEC
987 | H07B100987 | - | BEMS | B | - | ACT | C | H07 | BEMS | AIR STERILIZER | AIR STERILIZER | BA | WARD 1 | L01 | ISH/BE/00094 | 0 |  | 0 | HOSPITAL | 0 | 0 | 0 | 0 | 0 | 0 | 0 | 0 | 0 | 0 | 0 |  | 1900-01-01 | 28 | [8 empty] | WARD 1 |  |  |  | 0 | 0 | [12 empty] | admin | 2024-12-12 14:25 |  | GERMITROL | 200E | B 3157 | WARD 1 |  |  | 1 | B | 1 |  | MEDICARE SDN BHD | MEDICARE SDN BHD |  | GERMANY |  | PRINCIP ENGINEERING |  |  | 0 | 0 | 0 | 0 |  |  |  |  | 1996-11-22 | KPJ Ipoh Specialist Hospital | 1 | [12 empty] | 2025-12-01 | 2026-12-01 | bar: DEC
1019 | H07B101019 | 18076 | BEMS | B | - | ACT | C | H07 | BEMS | OXYGEN BLENDER | OXYGEN BLENDER | BA | WARD 1 | L01 | ISH/BE/01397 | 0 |  | 0 | HOSPITAL | 5471.7 | 0 | 0 | 0 | 0 | 0 | 0 | 0 | 0 | 0 | 0 | 2017-05-01 | 1900-01-01 | 8 | [8 empty] | WARD 1 |  |  |  | 0 | 0 | [12 empty] | admin | 2024-12-12 14:25 |  | BIOMED DEVICES | BLENDER O2 | BX1551364 | WARD 1 |  |  | 1 | B | 1 |  | SUP100023 | DAYA CERGAS (M) SDN BHD | STOR 131032 (FA) | USA |  | DAYA CERGAS (M) SDN BHD |  |  | 0 | 0 | 0 | 0 |  |  |  |  | 2016-05-20 | KPJ Ipoh Specialist Hospital | 1 | [12 empty] | 2025-12-01 | 2026-12-01 | bar: DEC
1020 | H07B101020 | 18076 | BEMS | B | - | ACT | C | H07 | BEMS | OXYGEN BLENDER | OXYGEN BLENDER | BA | WARD 1 | L01 | ISH/BE/01398 | 0 |  | 0 | HOSPITAL | 5471.7 | 0 | 0 | 0 | 0 | 0 | 0 | 0 | 0 | 0 | 0 | 2017-05-01 | 1900-01-01 | 8 | [8 empty] | WARD 1 |  |  |  | 0 | 0 | [12 empty] | admin | 2024-12-12 14:25 |  | BIOMED DEVICES | BLENDER O2 | BX1652641 | WARD 1 |  |  | 1 | B | 1 |  | SUP100023 | DAYA CERGAS (M) SDN BHD | STOR 131032 (FA) | USA |  | DAYA CERGAS (M) SDN BHD |  |  | 0 | 0 | 0 | 0 |  |  |  |  | 2016-05-20 | KPJ Ipoh Specialist Hospital | 1 | [12 empty] | 2025-12-01 | 2026-12-01 | bar: DEC
1021 | H07B101021 | 18076 | BEMS | B | - | ACT | C | H07 | BEMS | OXYGEN BLENDER | OXYGEN BLENDER | BA | WARD 1 | L01 | ISH/BE/01399 | 0 |  | 0 | HOSPITAL | 5471.7 | 0 | 0 | 0 | 0 | 0 | 0 | 0 | 0 | 0 | 0 | 2017-05-01 | 1900-01-01 | 8 | [8 empty] | WARD 1 |  |  |  | 0 | 0 | [12 empty] | admin | 2024-12-12 14:25 |  | BIOMED DEVICES | BLENDER O2 | BX1551367 | WARD 1 |  |  | 1 | B | 1 |  | SUP100023 | DAYA CERGAS (M) SDN BHD | STOR 131032 (FA) | USA |  | DAYA CERGAS (M) SDN BHD |  |  | 0 | 0 | 0 | 0 |  |  |  |  | 2016-05-20 | KPJ Ipoh Specialist Hospital | 1 | [12 empty] | 2025-12-01 | 2026-12-01 | bar: DEC
1022 | H07B101022 | 18076 | BEMS | B | - | ACT | C | H07 | BEMS | OXYGEN BLENDER | OXYGEN BLENDER | BA | WARD 1 | L01 | ISH/BE/01400 | 0 |  | 0 | HOSPITAL | 5471.7 | 0 | 0 | 0 | 0 | 0 | 0 | 0 | 0 | 0 | 0 | 2017-05-01 | 1900-01-01 | 8 | [8 empty] | WARD 1 |  |  |  | 0 | 0 | [12 empty] | admin | 2024-12-12 14:25 |  | BIOMED DEVICES | BLENDER O2 | BX1551366 | WARD 1 |  |  | 1 | B | 1 |  | SUP100023 | DAYA CERGAS (M) SDN BHD | STOR 131032 (FA) | USA |  | DAYA CERGAS (M) SDN BHD |  |  | 0 | 0 | 0 | 0 |  |  |  |  | 2016-05-20 | KPJ Ipoh Specialist Hospital | 1 | [12 empty] | 2025-12-01 | 2026-12-01 | bar: DEC
1023 | H07B101023 | 18076 | BEMS | B | - | ACT | C | H07 | BEMS | OXYGEN BLENDER | OXYGEN BLENDER | BA | WARD 1 | L01 | ISH/BE/01401 | 0 |  | 0 | HOSPITAL | 5471.7 | 0 | 0 | 0 | 0 | 0 | 0 | 0 | 0 | 0 | 0 | 2017-05-01 | 1900-01-01 | 8 | [8 empty] | WARD 1 |  |  |  | 0 | 0 | [12 empty] | admin | 2024-12-12 14:25 |  | BIOMED DEVICES | BLENDER O2 | BX1551365 | WARD 1 |  |  | 1 | B | 1 |  | SUP100023 | DAYA CERGAS (M) SDN BHD | STOR 131032 (FA) | USA |  | DAYA CERGAS (M) SDN BHD |  |  | 0 | 0 | 0 | 0 |  |  |  |  | 2016-05-20 | KPJ Ipoh Specialist Hospital | 1 | [12 empty] | 2025-12-01 | 2026-12-01 | bar: DEC
1024 | H07B101024 | 18076 | BEMS | B | - | ACT | C | H07 | BEMS | OXYGEN BLENDER | OXYGEN BLENDER | BA | WARD 1 | L01 | ISH/BE/01495 | 0 |  | 0 | HOSPITAL | 5471.7 | 0 | 0 | 0 | 0 | 0 | 0 | 0 | 0 | 0 | 0 | 2017-11-01 | 1900-01-01 | 8 | [8 empty] | WARD 1 |  |  |  | 0 | 0 | [12 empty] | admin | 2024-12-12 14:25 |  | BIOMED DEVICES | BLENDER O2 | BX1654500 | WARD 1 |  |  | 1 | B | 1 |  | SUP100023 | DAYA CERGAS (M) SDN BHD | STOR 136797 (FA) | USA |  | DAYA CERGAS (M) SDN BHD |  |  | 0 | 0 | 0 | 0 |  |  |  |  | 2016-11-03 | KPJ Ipoh Specialist Hospital | 1 | [12 empty] | 2025-12-01 | 2026-12-01 | bar: DEC
1025 | H07B101025 | 18076 | BEMS | B | - | ACT | C | H07 | BEMS | OXYGEN BLENDER | OXYGEN BLENDER | BA | WARD 1 | L01 | ISH/BE/01496 | 0 |  | 0 | HOSPITAL | 5471.7 | 0 | 0 | 0 | 0 | 0 | 0 | 0 | 0 | 0 | 0 | 2017-11-01 | 1900-01-01 | 8 | [8 empty] | WARD 1 |  |  |  | 0 | 0 | [12 empty] | admin | 2024-12-12 14:25 |  | BIOMED DEVICES | BLENDER O2 | BX1654501 | WARD 1 |  |  | 1 | B | 1 |  | SUP100023 | DAYA CERGAS (M) SDN BHD | STOR 136797 (FA) | USA |  | DAYA CERGAS (M) SDN BHD |  |  | 0 | 0 | 0 | 0 |  |  |  |  | 2016-11-03 | KPJ Ipoh Specialist Hospital | 1 | [12 empty] | 2025-12-01 | 2026-12-01 | bar: DEC
1026 | H07B101026 | 13360 | BEMS | B | - | ACT | C | H07 | BEMS | NEOPUFF | NEOPUFF | BA | WARD 1 | L01 | ISH/BE/01391 | 0 |  | 0 | HOSPITAL | 5660 | 0 | 0 | 0 | 0 | 0 | 0 | 0 | 0 | 0 | 0 | 2017-04-01 | 1900-01-01 | 8 | [8 empty] | WARD 1 |  |  |  | 0 | 0 | [12 empty] | admin | 2024-12-12 14:25 |  | FISHER & PAYKEL | RD900 | 150929003490 | WARD 1 |  |  | 1 | B | 1 |  | SUP100023 | DAYA CERGAS (M) SDN BHD | STOR 131033 (FA) | USA |  | DAYA CERGAS (M) SDN BHD |  |  | 0 | 0 | 0 | 0 |  |  |  |  | 2016-04-25 | KPJ Ipoh Specialist Hospital | 1 | [12 empty] | 2025-12-01 | 2026-12-01 | bar: DEC
1027 | H07B101027 | 13360 | BEMS | B | - | ACT | C | H07 | BEMS | NEOPUFF | NEOPUFF | BA | WARD 1 | L01 | ISH/BE/01402 | 0 |  | 0 | HOSPITAL | 5660.4 | 0 | 0 | 0 | 0 | 0 | 0 | 0 | 0 | 0 | 0 | 2017-05-01 | 1900-01-01 | 8 | [8 empty] | WARD 1 |  |  |  | 0 | 0 | [12 empty] | admin | 2024-12-12 14:25 |  | FISHER & PAYKEL | RD 900 | 160226005338 | WARD 1 |  |  | 1 | B | 1 |  | SUP100023 | DAYA CERGAS (M) SDN BHD | STOR 131033 (FA) | USA |  | DAYA CERGAS (M) SDN BHD |  |  | 0 | 0 | 0 | 0 |  |  |  |  | 2016-05-20 | KPJ Ipoh Specialist Hospital | 1 | [12 empty] | 2025-12-01 | 2026-12-01 | bar: DEC
1028 | H07B101028 | 13360 | BEMS | B | - | ACT | C | H07 | BEMS | NEOPUFF | NEOPUFF | BA | WARD 1 | L01 | ISH/BE/01403 | 0 |  | 0 | HOSPITAL | 5660.4 | 0 | 0 | 0 | 0 | 0 | 0 | 0 | 0 | 0 | 0 | 2017-05-01 | 1900-01-01 | 8 | [8 empty] | WARD 1 |  |  |  | 0 | 0 | [12 empty] | admin | 2024-12-12 14:25 |  | FISHER & PAYKEL | RD 900 | 160226005340 | WARD 1 |  |  | 1 | B | 1 |  | SUP100023 | DAYA CERGAS (M) SDN BHD | STOR 131033 (FA) | USA |  | DAYA CERGAS (M) SDN BHD |  |  | 0 | 0 | 0 | 0 |  |  |  |  | 2016-05-20 | KPJ Ipoh Specialist Hospital | 1 | [12 empty] | 2025-12-01 | 2026-12-01 | bar: DEC
1029 | H07B101029 | 13360 | BEMS | B | - | ACT | C | H07 | BEMS | NEOPUFF | NEOPUFF | BA | WARD 1 | L01 | ISH/BE/01404 | 0 |  | 0 | HOSPITAL | 5660.4 | 0 | 0 | 0 | 0 | 0 | 0 | 0 | 0 | 0 | 0 | 2017-05-01 | 1900-01-01 | 8 | [8 empty] | WARD 1 |  |  |  | 0 | 0 | [12 empty] | admin | 2024-12-12 14:25 |  | FISHER & PAYKEL | RD 900 | 160226005341 | WARD 1 |  |  | 1 | B | 1 |  | SUP100023 | DAYA CERGAS (M) SDN BHD | STOR 131033 (FA) | USA |  | DAYA CERGAS (M) SDN BHD |  |  | 0 | 0 | 0 | 0 |  |  |  |  | 2016-05-20 | KPJ Ipoh Specialist Hospital | 1 | [12 empty] | 2025-12-01 | 2026-12-01 | bar: DEC
1030 | H07B101030 | 13360 | BEMS | B | - | ACT | C | H07 | BEMS | NEOPUFF | NEOPUFF | BA | WARD 1 | L01 | ISH/BE/01405 | 0 |  | 0 | HOSPITAL | 5660.4 | 0 | 0 | 0 | 0 | 0 | 0 | 0 | 0 | 0 | 0 | 2017-05-01 | 1900-01-01 | 8 | [8 empty] | WARD 1 |  |  |  | 0 | 0 | [12 empty] | admin | 2024-12-12 14:25 |  | FISHER & PAYKEL | RD 900 | 160226005342 | WARD 1 |  |  | 1 | B | 1 |  | SUP100023 | DAYA CERGAS (M) SDN BHD | STOR 131033 (FA) | USA |  | DAYA CERGAS (M) SDN BHD |  |  | 0 | 0 | 0 | 0 |  |  |  |  | 2016-05-20 | KPJ Ipoh Specialist Hospital | 1 | [12 empty] | 2025-12-01 | 2026-12-01 | bar: DEC
1031 | H07B101031 | 13360 | BEMS | B | - | ACT | C | H07 | BEMS | NEOPUFF | NEOPUFF | BA | WARD 1 | L01 | ISH/BE/01406 | 0 |  | 0 | HOSPITAL | 5660.4 | 0 | 0 | 0 | 0 | 0 | 0 | 0 | 0 | 0 | 0 | 2017-05-01 | 1900-01-01 | 8 | [8 empty] | WARD 1 |  |  |  | 0 | 0 | [12 empty] | admin | 2024-12-12 14:25 |  | FISHER & PAYKEL | RD 900 | 160226005343 | WARD 1 |  |  | 1 | B | 1 |  | SUP100023 | DAYA CERGAS (M) SDN BHD | STOR 131033 (FA) | USA |  | DAYA CERGAS (M) SDN BHD |  |  | 0 | 0 | 0 | 0 |  |  |  |  | 2016-05-20 | KPJ Ipoh Specialist Hospital | 1 | [12 empty] | 2025-12-01 | 2026-12-01 | bar: DEC
1032 | H07B101032 | 13360 | BEMS | B | - | ACT | C | H07 | BEMS | NEOPUFF | NEOPUFF | BA | WARD 1 | L01 | ISH/BE/01407 | 0 |  | 0 | HOSPITAL | 5660.4 | 0 | 0 | 0 | 0 | 0 | 0 | 0 | 0 | 0 | 0 | 2017-05-01 | 1900-01-01 | 8 | [8 empty] | WARD 1 |  |  |  | 0 | 0 | [12 empty] | admin | 2024-12-12 14:25 |  | FISHER & PAYKEL | RD 900 | 160226005344 | WARD 1 |  |  | 1 | B | 1 |  | SUP100023 | DAYA CERGAS (M) SDN BHD | STOR 131033 (FA) | USA |  | DAYA CERGAS (M) SDN BHD |  |  | 0 | 0 | 0 | 0 |  |  |  |  | 2016-05-20 | KPJ Ipoh Specialist Hospital | 1 | [12 empty] | 2025-12-01 | 2026-12-01 | bar: DEC
1033 | H07B101033 | 13360 | BEMS | B | - | ACT | C | H07 | BEMS | NEOPUFF | NEOPUFF | BA | WARD 1 | L01 | ISH/BE/01408 | 0 |  | 0 | HOSPITAL | 5660.4 | 0 | 0 | 0 | 0 | 0 | 0 | 0 | 0 | 0 | 0 | 2017-05-01 | 1900-01-01 | 8 | [8 empty] | WARD 1 |  |  |  | 0 | 0 | [12 empty] | admin | 2024-12-12 14:25 |  | FISHER & PAYKEL | RD 900 | 160115004675 | WARD 1 |  |  | 1 | B | 1 |  | SUP100023 | DAYA CERGAS (M) SDN BHD | STOR 131033 (FA) | USA |  | DAYA CERGAS (M) SDN BHD |  |  | 0 | 0 | 0 | 0 |  |  |  |  | 2016-05-20 | KPJ Ipoh Specialist Hospital | 1 | [12 empty] | 2025-12-01 | 2026-12-01 | bar: DEC
1034 | H07B101034 | 13360 | BEMS | B | - | ACT | C | H07 | BEMS | NEOPUFF | NEOPUFF | BA | WARD 1 | L01 | ISH/BE/01409 | 0 |  | 0 | HOSPITAL | 5660.4 | 0 | 0 | 0 | 0 | 0 | 0 | 0 | 0 | 0 | 0 | 2017-05-01 | 1900-01-01 | 8 | [8 empty] | WARD 1 |  |  |  | 0 | 0 | [12 empty] | admin | 2024-12-12 14:25 |  | FISHER & PAYKEL | RD 900 | 160115004678 | WARD 1 |  |  | 1 | B | 1 |  | SUP100023 | DAYA CERGAS (M) SDN BHD | STOR 131033 (FA) | USA |  | DAYA CERGAS (M) SDN BHD |  |  | 0 | 0 | 0 | 0 |  |  |  |  | 2016-05-20 | KPJ Ipoh Specialist Hospital | 1 | [12 empty] | 2025-12-01 | 2026-12-01 | bar: DEC
1073 | H07B101073 | 16156 | BEMS | B | - | ACT | N | H07 | BEMS | ANEROID SPHYGMOMANOMETER (WITH TROLLEY) | ANEROID SPHYGMOMANOMETER (WITH TROLLEY) | BB | WARD 7B | L03 | ISH/BE/01105 | 0 |  | 0 | HOSPITAL | 840 | 0 | 0 | 0 | 0 | 0 | 0 | 0 | 0 | 0 | 0 | 2014-07-01 | 1900-01-01 | 11 | [8 empty] | WARD 7B |  |  |  | 0 | 0 | [12 empty] | admin | 2024-12-12 14:25 |  | WELCH ALLYN | 767 | 130304181486 | WARD 7B |  |  | 1 | B | 1 |  | JESS MED | JESS MED | STOR 105460 (FA) | GERMANY |  | PRINCIP ENGINEERING |  |  | 0 | 0 | 0 | 0 |  |  |  |  | 2013-07-16 | KPJ Ipoh Specialist Hospital | 1 | [12 empty] | 2025-12-01 | 2026-12-01 | bar: DEC
1074 | H07B101074 | 16156 | BEMS | B | - | ACT | N | H07 | BEMS | ANEROID SPHYGMOMANOMETER (WITH TROLLEY) | ANEROID SPHYGMOMANOMETER (WITH TROLLEY) | BB | WARD 7B | L03 | ISH/BE/01106 | 0 |  | 0 | HOSPITAL | 840 | 0 | 0 | 0 | 0 | 0 | 0 | 0 | 0 | 0 | 0 | 2014-07-01 | 1900-01-01 | 11 | [8 empty] | WARD 7B |  |  |  | 0 | 0 | [12 empty] | admin | 2024-12-12 14:25 |  | WELCH ALLYN | 767 | 130304175896 | WARD 7B |  |  | 1 | B | 1 |  | JESS MED | JESS MED | STOR 105460 (FA) | GERMANY |  | PRINCIP ENGINEERING |  |  | 0 | 0 | 0 | 0 |  |  |  |  | 2013-07-16 | KPJ Ipoh Specialist Hospital | 1 | [12 empty] | 2025-12-01 | 2026-12-01 | bar: DEC
1102 | H07B101102 | 16156 | BEMS | B | - | ACT | N | H07 | BEMS | ANEROID SPHYGMOMANOMETER | ANEROID SPHYGMOMANOMETER | BA | WARD 3 | L02 | ISH/BE/01098 | 0 |  | 0 | HOSPITAL | 480 | 0 | 0 | 0 | 0 | 0 | 0 | 0 | 0 | 0 | 0 | 2014-07-01 | 1900-01-01 | 11 | [8 empty] | WARD 3 |  |  |  | 0 | 0 | [12 empty] | admin | 2024-12-12 14:25 |  | WELCH ALLYN | 767 | 120628222646 | WARD 3 |  |  | 1 | B | 1 |  | JESS MED | JESS MED | STOR 105449 (FA) | GERMANY |  | PRINCIP ENGINEERING |  |  | 0 | 0 | 0 | 0 |  |  |  |  | 2013-01-07 | KPJ Ipoh Specialist Hospital | 1 | [12 empty] | 2025-12-01 | 2026-12-01 | bar: DEC
1103 | H07B101103 | 16156 | BEMS | B | - | ACT | N | H07 | BEMS | ANEROID SPHYGMOMANOMETER (WITH TROLLEY) | ANEROID SPHYGMOMANOMETER (WITH TROLLEY) | BA | WARD 3 | L02 | ISH/BE/01104 | 0 |  | 0 | HOSPITAL | 880 | 0 | 0 | 0 | 0 | 0 | 0 | 0 | 0 | 0 | 0 | 2014-07-01 | 1900-01-01 | 11 | [8 empty] | WARD 3 |  |  |  | 0 | 0 | [12 empty] | admin | 2024-12-12 14:25 |  | WELCH ALLYN | 767 | 130304170696 | WARD 3 |  |  | 1 | B | 1 |  | JESS MED | JESS MED | STOR 105449 (FA) | GERMANY |  | PRINCIP ENGINEERING |  |  | 0 | 0 | 0 | 0 |  |  |  |  | 2013-07-16 | KPJ Ipoh Specialist Hospital | 1 | [12 empty] | 2025-12-01 | 2026-12-01 | bar: DEC
1104 | H07B101104 | 16156 | BEMS | B | - | ACT | N | H07 | BEMS | ANEROID SPHYGMOMANOMETER (WITH TROLLEY) | ANEROID SPHYGMOMANOMETER (WITH TROLLEY) | BA | WARD 3 | L02 | ISH/BE/01097 | 0 |  | 0 | HOSPITAL | 880 | 0 | 0 | 0 | 0 | 0 | 0 | 0 | 0 | 0 | 0 | 2014-07-01 | 1900-01-01 | 11 | [8 empty] | WARD 3 |  |  |  | 0 | 0 | [12 empty] | admin | 2024-12-12 14:25 |  | WELCH ALLYN | 767 | 130128134706 | WARD 3 |  |  | 1 | B | 1 |  | JESS MED | JESS MED | STOR 105449 (FA) | GERMANY |  | PRINCIP ENGINEERING |  |  | 0 | 0 | 0 | 0 |  |  |  |  | 2013-01-07 | KPJ Ipoh Specialist Hospital | 1 | [12 empty] | 2025-12-01 | 2026-12-01 | bar: DEC
1125 | H07B101125 | 16156 | BEMS | B | - | ACT | N | H07 | BEMS | ANEROID SPHYGMOMANOMETER | ANEROID SPHYGMOMANOMETER | BA | WARD 5 | L02 | ISH/BE/01082 | 0 |  | 0 | HOSPITAL | 480 | 0 | 0 | 0 | 0 | 0 | 0 | 0 | 0 | 0 | 0 | 2014-04-01 | 1900-01-01 | 11 | [8 empty] | WARD 5 |  |  |  | 0 | 0 | [12 empty] | admin | 2024-12-12 14:25 |  | WELCH ALLYN | 767 | 120628061857 | WARD 5 |  |  | 1 | B | 1 |  | JESS MED | JESS MED | SD S10076710 | GERMANY |  | PRINCIP ENGINEERING |  |  | 0 | 0 | 0 | 0 |  |  |  |  | 2013-04-22 | KPJ Ipoh Specialist Hospital | 1 | [12 empty] | 2025-12-01 | 2026-12-01 | bar: DEC
1126 | H07B101126 | 16156 | BEMS | B | - | ACT | N | H07 | BEMS | ANEROID SPHYGMOMANOMETER (WITH TROLLEY) | ANEROID SPHYGMOMANOMETER (WITH TROLLEY) | BA | WARD 5 | L02 | ISH/BE/01083 | 0 |  | 0 | HOSPITAL | 880 | 0 | 0 | 0 | 0 | 0 | 0 | 0 | 0 | 0 | 0 | 2014-04-01 | 1900-01-01 | 11 | [8 empty] | WARD 5 |  |  |  | 0 | 0 | [12 empty] | admin | 2024-12-12 14:25 |  | WELCH ALLYN | 767 | 120924120645 | WARD 5 |  |  | 1 | B | 1 |  | JESS MED | JESS MED | STOR 104703 | GERMANY |  | PRINCIP ENGINEERING |  |  | 0 | 0 | 0 | 0 |  |  |  |  | 2013-04-22 | KPJ Ipoh Specialist Hospital | 1 | [12 empty] | 2025-12-01 | 2026-12-01 | bar: DEC
1186 | H07B101186 | 16156 | BEMS | B | - | ACT | N | H07 | BEMS | ANEROID SPHYGMOMANOMETER (WITH TROLLEY) | ANEROID SPHYGMOMANOMETER (WITH TROLLEY) | BB | WARD 7A | L03 | ISH/BE/01096 | 0 |  |  | HOSPITAL | 840 | 0 | 0 | 0 | 0 | 0 | 0 | 0 | 0 | 0 | 0 | 2013-07-01 | 1900-01-01 | 11 | [8 empty] | WARD 7A |  |  |  | 0 | 0 | [12 empty] | admin | 2024-12-12 14:25 |  | WELCH ALLYN | 767 | 130128152956 | WARD 7A |  |  | 1 | B | 1 |  | JESS MED | JESS MED | STOR 105510 (FA) | GERMANY |  | PRINCIP ENGINEERING |  |  | 0 | 0 | 0 | 0 |  |  |  |  | 2013-01-07 | KPJ Ipoh Specialist Hospital | 1 | [12 empty] | 2025-12-01 | 2026-12-01 | bar: DEC
1216 | H07B101216 | 16156 | BEMS | B | - | ACT | N | H07 | BEMS | ANEROID SPHYGMOMANOMETER (WITH TROLLEY) | ANEROID SPHYGMOMANOMETER (WITH TROLLEY) | BA | WARD 6 | L03 | ISH/BE/01169 | 0 |  | 0 | HOSPITAL | 880 | 0 | 0 | 0 | 0 | 0 | 0 | 0 | 0 | 0 | 0 | 2015-06-01 | 1900-01-01 | 10 | [8 empty] | WARD 6 |  |  |  | 0 | 0 | [12 empty] | admin | 2024-12-12 14:25 |  | WELCH ALLYN | 767 | 130723204926 | WARD 6 |  |  | 1 | B | 1 |  | LKL BEST ENTERPRISE | LKL BEST ENTERPRISE | STOR114045(FA) | GERMANY |  | PRINCIP ENGINEERING |  |  | 0 | 0 | 0 | 0 |  |  |  |  | 2014-06-09 | KPJ Ipoh Specialist Hospital | 1 | [12 empty] | 2025-12-01 | 2026-12-01 | bar: DEC
1217 | H07B101217 | 16156 | BEMS | B | - | ACT | N | H07 | BEMS | ANEROID SPHYGMOMANOMETER (WITH TROLLEY) | ANEROID SPHYGMOMANOMETER (WITH TROLLEY) | BA | WARD 6 | L03 | ISH/BE/01170 | 0 |  | 0 | HOSPITAL | 880 | 0 | 0 | 0 | 0 | 0 | 0 | 0 | 0 | 0 | 0 | 2015-06-01 | 1900-01-01 | 10 | [8 empty] | WARD 6 |  |  |  | 0 | 0 | [12 empty] | admin | 2024-12-12 14:25 |  | WELCH ALLYN | 767 | 130722163386 | WARD 6 |  |  | 1 | B | 1 |  | LKL BEST ENTERPRISE | LKL BEST ENTERPRISE | STOR114045(FA) | GERMANY |  | PRINCIP ENGINEERING |  |  | 0 | 0 | 0 | 0 |  |  |  |  | 2014-06-09 | KPJ Ipoh Specialist Hospital | 1 | [12 empty] | 2025-12-01 | 2026-12-01 | bar: DEC
7 | H07B100007 | 15613 | BEMS | B | - | ACT | C | H07 | BEMS | VENTILATORS | VENTILATORS | BA | ICU | L01 | ISH/BE/01296 | 0 |  | 0 | HOSPITAL | 114800 | 0 | 0 | 0 | 0 | 0 | 0 | 0 | 0 | 0 | 0 | 2017-10-01 | 1900-01-01 | 9 | [8 empty] | ICU |  |  |  | 0 | 0 | [12 empty] | admin | 2024-12-12 14:25 |  | MAQUET | SERVO-I | 79403 | INTENSIVE CARE UNIT SERVICES |  |  | 1 | B | 1 |  | SUP100018 | IDS MEDICAL SYSTEM (M) SDN BHD | STOR121184(FA) | SWITZERLAND |  | IDS MEDICAL SYSTEM (M) SDN BHD |  |  | 0 | 0 | 0 | 0 |  |  |  |  | 2015-10-22 | KPJ Ipoh Specialist Hospital | 2 | [12 empty] | 2025-07-01 | 2026-01-01 | bar: JAN; JUL
8 | H07B100008 | 15613 | BEMS | B | - | ACT | C | H07 | BEMS | VENTILATORS | VENTILATORS | BA | ICU | L01 | ISH/BE/01297 | 0 |  | 0 | HOSPITAL | 114800 | 0 | 0 | 0 | 0 | 0 | 0 | 0 | 0 | 0 | 0 | 2017-10-01 | 1900-01-01 | 9 | [8 empty] | ICU |  |  |  | 0 | 0 | [12 empty] | admin | 2024-12-12 14:25 |  | MAQUET | SERVO-I | 79402 | INTENSIVE CARE UNIT SERVICES |  |  | 1 | B | 1 |  | SUP100018 | IDS MEDICAL SYSTEM (M) SDN BHD | STOR121184(FA) | SWITZERLAND |  | IDS MEDICAL SYSTEM (M) SDN BHD |  |  | 0 | 0 | 0 | 0 |  |  |  |  | 2015-10-22 | KPJ Ipoh Specialist Hospital | 2 | [12 empty] | 2025-07-01 | 2026-01-01 | bar: JAN; JUL
9 | H07B100009 | 15613 | BEMS | B | - | ACT | C | H07 | BEMS | VENTILATORS | VENTILATORS | BA | ICU | L01 | ISH/BE/01298 | 0 |  | 0 | HOSPITAL | 114800 | 0 | 0 | 0 | 0 | 0 | 0 | 0 | 0 | 0 | 0 | 2017-10-01 | 1900-01-01 | 9 | [8 empty] | ICU |  |  |  | 0 | 0 | [12 empty] | admin | 2024-12-12 14:25 |  | MAQUET | SERVO-I | 79405 | INTENSIVE CARE UNIT SERVICES |  |  | 1 | B | 1 |  | SUP100018 | IDS MEDICAL SYSTEM (M) SDN BHD | 6750 | SWITZERLAND |  | IDS MEDICAL SYSTEM (M) SDN BHD |  |  | 0 | 0 | 0 | 0 |  |  |  |  | 2015-10-22 | KPJ Ipoh Specialist Hospital | 2 | [12 empty] | 2025-07-01 | 2026-01-01 | bar: JAN; JUL
10 | H07B100010 | 15613 | BEMS | B | - | ACT | C | H07 | BEMS | VENTILATORS | VENTILATORS | BA | ICU | L01 | ISH/BE/01299 | 0 |  | 0 | HOSPITAL | 114800 | 0 | 0 | 0 | 0 | 0 | 0 | 0 | 0 | 0 | 0 | 2017-10-01 | 1900-01-01 | 9 | [8 empty] | ICU |  |  |  | 0 | 0 | [12 empty] | admin | 2024-12-12 14:25 |  | MAQUET | SERVO-I | 79404 | INTENSIVE CARE UNIT SERVICES |  |  | 1 | B | 1 |  | SUP100018 | IDS MEDICAL SYSTEM (M) SDN BHD | STOR121184(FA) | SWITZERLAND |  | IDS MEDICAL SYSTEM (M) SDN BHD |  |  | 0 | 0 | 0 | 0 |  |  |  |  | 2015-10-22 | KPJ Ipoh Specialist Hospital | 2 | [12 empty] | 2025-07-01 | 2026-01-01 | bar: JAN; JUL
41 | H07B100041 | 17116 | BEMS | B | - | ACT | C | H07 | BEMS | DEFIBRILLATORS | DEFIBRILLATORS | BA | ICU | L01 | ISH/BE/01302 | 0 |  | 0 | HOSPITAL | 34000 | 0 | 0 | 0 | 0 | 0 | 0 | 0 | 0 | 0 | 0 | 2016-11-01 | 1900-01-01 | 9 | [8 empty] | ICU |  |  |  | 0 | 0 | [12 empty] | admin | 2024-12-12 14:25 |  | PHILIPS | EFFICIA DFM100 | CN32603151 | INTENSIVE CARE UNIT SERVICES |  |  | 1 | B | 1 |  | UWC HEALTHCARE SDN BHD | UWC HEALTHCARE SDN BHD | STOR125699(FA) | GERMANY |  | PRINCIP ENGINEERING |  |  | 0 | 0 | 0 | 0 |  |  |  |  | 2015-11-12 | KPJ Ipoh Specialist Hospital | 2 | [12 empty] | 2025-07-01 | 2026-01-01 | bar: JAN; JUL
118 | H07B100118 | 13461 | BEMS | B | - | ACT | N | H07 | BEMS | WARMING SYSTEM | WARMING SYSTEM | BA | ICU | L01 | ISH/BE/01157 | 0 |  | 0 | HOSPITAL | 9200 | 0 | 0 | 0 | 0 | 0 | 0 | 0 | 0 | 0 | 0 | 2015-03-01 | 1900-01-01 | 10 | [8 empty] | ICU |  |  |  | 0 | 0 | [12 empty] | admin | 2024-12-12 14:25 |  | CINCINNATI SUB ZERO | WARM AIR 135 | 141-1358979 | INTENSIVE CARE UNIT SERVICES |  |  | 1 | B | 1 |  | SUP100016 | INSAN BAKTI SDN BHD | STOR 112302(FA) | USA |  | PRINCIP ENGINEERING |  |  | 0 | 0 | 0 | 0 |  |  |  |  | 2014-03-26 | KPJ Ipoh Specialist Hospital | 2 | [12 empty] | 2025-07-01 | 2026-01-01 | bar: JAN; JUL
119 | H07B100119 | 13461 | BEMS | B | - | ACT | N | H07 | BEMS | WARMING SYSTEM | WARMING SYSTEM | BA | ICU | L01 | ISH/BE/01182 | 0 |  | 0 | HOSPITAL | 9200 | 0 | 0 | 0 | 0 | 0 | 0 | 0 | 0 | 0 | 0 | 2015-02-01 | 1900-01-01 | 10 | [8 empty] | ICU |  |  |  | 0 | 0 | [12 empty] | admin | 2024-12-12 14:25 |  | CINCINNATI SUB ZERO | WARM AIR 135 | 141-1358992 | INTENSIVE CARE UNIT SERVICES |  |  | 1 | B | 1 |  | SUP100016 | INSAN BAKTI SDN BHD | STOR115561(FA) | USA |  | PRINCIP ENGINEERING |  |  | 0 | 0 | 0 | 0 |  |  |  |  | 2014-08-21 | KPJ Ipoh Specialist Hospital | 2 | [12 empty] | 2025-07-01 | 2026-01-01 | bar: JAN; JUL
149 | H07B100149 | 17116 | BEMS | B | - | ACT | C | H07 | BEMS | DEFIBRILLATOR | DEFIBRILLATOR | BA | ICU | L01 | ISH/BE/01893 | 0 |  | 0 | HOSPITAL | 25600 | 0 | 0 | 0 | 0 | 0 | 0 | 0 | 0 | 0 | 0 |  | 1900-01-01 | 1 | [8 empty] | ICU |  |  |  | 0 | 0 | [12 empty] | admin | 2024-12-12 14:25 |  | NIHON KOHDEN | TEC-5631 | 21226 | INTENSIVE CARE UNIT SERVICES |  |  | 1 | B | 1 |  | STAR MEDICAL SYSTEM (M) SDN BHD | STAR MEDICAL SYSTEM (M) SDN BHD | STOR212365 | JAPAN |  | STAR MEDICAL SYSTEM (M) SDN BHD |  |  | 0 | 0 | 0 | 0 |  |  |  |  | 2023-07-20 | KPJ Ipoh Specialist Hospital | 2 | [12 empty] | 2025-07-01 | 2026-01-01 | bar: JAN; JUL
179 | H07B100179 | 17116 | BEMS | B | - | ACT | C | H07 | BEMS | DEFIBRILLATORS | DEFIBRILLATORS | BA | HDU | L02 | ISH/BE/00922 | 0 |  | 0 | HOSPITAL | 25500 | 0 | 0 | 0 | 0 | 0 | 0 | 0 | 0 | 0 | 0 | 2011-12-01 | 1900-01-01 | 14 | [8 empty] | HDU |  |  |  | 0 | 0 | [12 empty] | admin | 2024-12-12 14:25 |  | PHILIPS | M4735A | US00588547 | HIGH DEPENDENCY UNIT |  |  | 1 | B | 1 |  | UWC HEALTHCARE SDN BHD | UWC HEALTHCARE SDN BHD |  | GERMANY |  | PRINCIP ENGINEERING |  |  | 0 | 0 | 0 | 0 |  |  |  |  | 2010-12-21 | KPJ Ipoh Specialist Hospital | 2 | [12 empty] | 2025-07-01 | 2026-01-01 | bar: JAN; JUL
200 | H07B100200 | 11467 | BEMS | B | - | ACT | C | H07 | BEMS | AEEG MONITORING SYSTEM | AEEG MONITORING SYSTEM | BA | NICU | L01 | ISH/BE/01394 | 0 |  | 0 | HOSPITAL | 120000 | 0 | 0 | 0 | 0 | 0 | 0 | 0 | 0 | 0 | 0 | 2017-04-01 | 1900-01-01 | 0 | [8 empty] | NICU |  |  |  | 0 | 0 | [12 empty] | admin | 2024-12-12 14:25 |  | NATUS | NICOLET ONE | UR166529G | NICU |  |  | 1 | B | 1 |  | DAN MEDIK SDN BHD | DAN MEDIK SDN BHD | STOR 131029 (FA) | USA |  | DAN MEDIK SDN BHD |  |  | 0 | 0 | 0 | 0 |  |  |  |  | 2016-04-26 | KPJ Ipoh Specialist Hospital | 2 | [12 empty] | 2025-07-01 | 2026-01-01 | bar: JAN; JUL
239 | H07B100239 | 10725 | BEMS | B | - | ACT | C | H07 | BEMS | INTRA AORTIC BALLON PUMP | INTRA AORTIC BALLON PUMP | BA | CICU | L01 | ISH/BE/01300 | 0 |  | 0 | HOSPITAL | 290000 | 0 | 0 | 0 | 0 | 0 | 0 | 0 | 0 | 0 | 0 | 2017-11-01 | 1900-01-01 | 9 | [8 empty] | CICU |  |  |  | 0 | 0 | [12 empty] | admin | 2024-12-12 14:25 |  | TELEFLEX ARROW | AUTO CAT 2 WAVE | 140807W | CARDIAC INTESIVE CARE UNIT |  |  | 1 | B | 1 |  | SUP100018 | IDS MEDICAL SYSTEM (M) SDN BHD | STOR123337(FA) | USA |  | IDS MEDICAL SYSTEM (M) SDN BHD |  |  | 0 | 0 | 0 | 0 |  |  |  |  | 2015-11-04 | KPJ Ipoh Specialist Hospital | 2 | [12 empty] | 2025-07-01 | 2026-01-01 | bar: JAN; JUL
244 | H07B100244 | 13215 | BEMS | B | - | ACT | C | H07 | BEMS | INFUSION PUMP | INFUSION PUMP | BA | CICU | L01 | ISH/BE/01816 | 0 |  | 0 | HOSPITAL | 4730 | 0 | 0 | 0 | 0 | 0 | 0 | 0 | 0 | 0 | 0 | 2025-02-05 | 1900-01-01 | 1 | [8 empty] | CICU |  |  |  | 0 | 0 | [12 empty] | admin | 2024-12-12 14:25 |  | TERUMO | TE*LM730A03 | 2008010059 | CARDIAC INTESIVE CARE UNIT |  |  | 1 | B | 1 |  | SUMMIT COMPANY (MALAYSIA) SDN BHD | SUMMIT COMPANY (MALAYSIA) SDN BHD | STOR 211730 | JAPAN |  | SUMMIT COMPANY (MALAYSIA) SDN BHD |  |  | 0 | 0 | 0 | 0 |  |  |  |  | 2023-03-05 | KPJ Ipoh Specialist Hospital | 2 | [12 empty] | 2025-07-01 | 2026-01-01 | bar: JAN; JUL
245 | H07B100245 | 13215 | BEMS | B | - | ACT | C | H07 | BEMS | INFUSION PUMP | INFUSION PUMP | BA | CICU | L01 | ISH/BE/01817 | 0 |  | 0 | HOSPITAL | 4730 | 0 | 0 | 0 | 0 | 0 | 0 | 0 | 0 | 0 | 0 | 2025-02-05 | 1900-01-01 | 1 | [8 empty] | CICU |  |  |  | 0 | 0 | [12 empty] | admin | 2024-12-12 14:25 |  | TERUMO | TE*LM730A03 | 2008010060 | CARDIAC INTESIVE CARE UNIT |  |  | 1 | B | 1 |  | SUMMIT COMPANY (MALAYSIA) SDN BHD | SUMMIT COMPANY (MALAYSIA) SDN BHD | STOR 211730 | JAPAN |  | SUMMIT COMPANY (MALAYSIA) SDN BHD |  |  | 0 | 0 | 0 | 0 |  |  |  |  | 2023-03-05 | KPJ Ipoh Specialist Hospital | 2 | [12 empty] | 2025-07-01 | 2026-01-01 | bar: JAN; JUL
246 | H07B100246 | 13215 | BEMS | B | - | ACT | C | H07 | BEMS | INFUSION PUMP | INFUSION PUMP | BA | CICU | L01 | ISH/BE/01818 | 0 |  | 0 | HOSPITAL | 4730 | 0 | 0 | 0 | 0 | 0 | 0 | 0 | 0 | 0 | 0 | 2025-02-05 | 1900-01-01 | 1 | [8 empty] | CICU |  |  |  | 0 | 0 | [12 empty] | admin | 2024-12-12 14:25 |  | TERUMO | TE*LM730A03 | 2008010061 | CARDIAC INTESIVE CARE UNIT |  |  | 1 | B | 1 |  | SUMMIT COMPANY (MALAYSIA) SDN BHD | SUMMIT COMPANY (MALAYSIA) SDN BHD | STOR 211730 | JAPAN |  | SUMMIT COMPANY (MALAYSIA) SDN BHD |  |  | 0 | 0 | 0 | 0 |  |  |  |  | 2023-03-05 | KPJ Ipoh Specialist Hospital | 2 | [12 empty] | 2025-07-01 | 2026-01-01 | bar: JAN; JUL
247 | H07B100247 | 13217 | BEMS | B | - | ACT | C | H07 | BEMS | SYRINGE PUMP | SYRINGE PUMP | BA | CICU | L01 | ISH/BE/01847 | 0 |  | 0 | HOSPITAL | 3680 | 0 | 0 | 0 | 0 | 0 | 0 | 0 | 0 | 0 | 0 | 2025-02-05 | 1900-01-01 | 1 | [8 empty] | CICU |  |  |  | 0 | 0 | [12 empty] | admin | 2024-12-12 14:25 |  | TERUMO | TE*SS730N02 | 2111012068 | CARDIAC INTESIVE CARE UNIT |  |  | 1 | B | 1 |  | SUMMIT COMPANY (MALAYSIA) SDN BHD | SUMMIT COMPANY (MALAYSIA) SDN BHD | STOR 211747 | JAPAN |  | SUMMIT COMPANY (MALAYSIA) SDN BHD |  |  | 0 | 0 | 0 | 0 |  |  |  |  | 2023-03-05 | KPJ Ipoh Specialist Hospital | 2 | [12 empty] | 2025-07-01 | 2026-01-01 | bar: JAN; JUL
248 | H07B100248 | 13217 | BEMS | B | - | ACT | C | H07 | BEMS | SYRINGE PUMP | SYRINGE PUMP | BA | CICU | L01 | ISH/BE/01849 | 0 |  | 0 | HOSPITAL | 3680 | 0 | 0 | 0 | 0 | 0 | 0 | 0 | 0 | 0 | 0 | 2025-02-05 | 1900-01-01 | 1 | [8 empty] | CICU |  |  |  | 0 | 0 | [12 empty] | admin | 2024-12-12 14:25 |  | TERUMO | TE*SS730N02 | 2111012070 | CARDIAC INTESIVE CARE UNIT |  |  | 1 | B | 1 |  | SUMMIT COMPANY (MALAYSIA) SDN BHD | SUMMIT COMPANY (MALAYSIA) SDN BHD | STOR 211747 | JAPAN |  | SUMMIT COMPANY (MALAYSIA) SDN BHD |  |  | 0 | 0 | 0 | 0 |  |  |  |  | 2023-03-05 | KPJ Ipoh Specialist Hospital | 2 | [12 empty] | 2025-07-01 | 2026-01-01 | bar: JAN; JUL
249 | H07B100249 | 13217 | BEMS | B | - | ACT | C | H07 | BEMS | SYRINGE PUMP | SYRINGE PUMP | BA | CICU | L01 | ISH/BE/01851 | 0 |  | 0 | HOSPITAL | 3680 | 0 | 0 | 0 | 0 | 0 | 0 | 0 | 0 | 0 | 0 | 2025-02-05 | 1900-01-01 | 1 | [8 empty] | CICU |  |  |  | 0 | 0 | [12 empty] | admin | 2024-12-12 14:25 |  | TERUMO | TE*SS730N02 | 2111012072 | CARDIAC INTESIVE CARE UNIT |  |  | 1 | B | 1 |  | SUMMIT COMPANY (MALAYSIA) SDN BHD | SUMMIT COMPANY (MALAYSIA) SDN BHD | STOR 211747 | JAPAN |  | SUMMIT COMPANY (MALAYSIA) SDN BHD |  |  | 0 | 0 | 0 | 0 |  |  |  |  | 2023-03-05 | KPJ Ipoh Specialist Hospital | 2 | [12 empty] | 2025-07-01 | 2026-01-01 | bar: JAN; JUL
250 | H07B100250 | 13217 | BEMS | B | - | ACT | C | H07 | BEMS | SYRINGE PUMP | SYRINGE PUMP | BA | CICU | L01 | ISH/BE/01853 | 0 |  | 0 | HOSPITAL | 3680 | 0 | 0 | 0 | 0 | 0 | 0 | 0 | 0 | 0 | 0 | 2025-02-05 | 1900-01-01 | 1 | [8 empty] | CICU |  |  |  | 0 | 0 | [12 empty] | admin | 2024-12-12 14:25 |  | TERUMO | TE*SS730N02 | 2111012074 | CARDIAC INTESIVE CARE UNIT |  |  | 1 | B | 1 |  | SUMMIT COMPANY (MALAYSIA) SDN BHD | SUMMIT COMPANY (MALAYSIA) SDN BHD | STOR 211747 | JAPAN |  | SUMMIT COMPANY (MALAYSIA) SDN BHD |  |  | 0 | 0 | 0 | 0 |  |  |  |  | 2023-03-05 | KPJ Ipoh Specialist Hospital | 2 | [12 empty] | 2025-07-01 | 2026-01-01 | bar: JAN; JUL
251 | H07B100251 | 13217 | BEMS | B | - | ACT | C | H07 | BEMS | SYRINGE PUMP | SYRINGE PUMP | BA | CICU | L01 | ISH/BE/01855 | 0 |  | 0 | HOSPITAL | 3680 | 0 | 0 | 0 | 0 | 0 | 0 | 0 | 0 | 0 | 0 | 2025-02-05 | 1900-01-01 | 1 | [8 empty] | CICU |  |  |  | 0 | 0 | [12 empty] | admin | 2024-12-12 14:25 |  | TERUMO | TE*SS730N02 | 2111012076 | CARDIAC INTESIVE CARE UNIT |  |  | 1 | B | 1 |  | SUMMIT COMPANY (MALAYSIA) SDN BHD | SUMMIT COMPANY (MALAYSIA) SDN BHD | STOR 211747 | JAPAN |  | SUMMIT COMPANY (MALAYSIA) SDN BHD |  |  | 0 | 0 | 0 | 0 |  |  |  |  | 2023-03-05 | KPJ Ipoh Specialist Hospital | 2 | [12 empty] | 2025-07-01 | 2026-01-01 | bar: JAN; JUL
252 | H07B100252 | 17116 | BEMS | B | - | ACT | C | H07 | BEMS | DEFIBRILLATOR | DEFIBRILLATOR | BA | CICU | L01 | ISH/BE/01894 | 0 |  | 0 | HOSPITAL | 25600 | 0 | 0 | 0 | 0 | 0 | 0 | 0 | 0 | 0 | 0 |  | 1900-01-01 | 1 | [8 empty] | CICU |  |  |  | 0 | 0 | [12 empty] | admin | 2024-12-12 14:25 |  | NIHON KOHDEN | TEC-5631 | 21227 | CARDIAC INTESIVE CARE UNIT |  |  | 1 | B | 1 |  | STAR MEDICAL SYSTEM (M) SDN BHD | STAR MEDICAL SYSTEM (M) SDN BHD | STOR212365 | JAPAN |  | STAR MEDICAL SYSTEM (M) SDN BHD |  |  | 0 | 0 | 0 | 0 |  |  |  |  | 2023-07-20 | KPJ Ipoh Specialist Hospital | 2 | [12 empty] | 2025-07-01 | 2026-01-01 | bar: JAN; JUL
254 | H07B100254 | 12647 | BEMS | B | - | ACT | C | H07 | BEMS | PATIENT MONITORING SYSTEM | PATIENT MONITORING SYSTEM | BA | OT | L01 | ISH/BE/00436 | 0 |  | 0 | HOSPITAL | 10500 | 0 | 0 | 0 | 0 | 0 | 0 | 0 | 0 | 0 | 0 |  | 1900-01-01 | 17 | [8 empty] | OT |  |  |  | 0 | 0 | [12 empty] | admin | 2024-12-12 14:25 |  | NIHON KOHDEN | OPV 1500K | O5084 | OPERATION THEATRE |  |  | 1 | B | 1 |  | LIFE TRONIC SDN.BHD | LIFE TRONIC SDN.BHD |  | JAPAN |  | PRINCIP ENGINEERING |  |  | 0 | 0 | 0 | 0 |  |  |  |  | 2007-06-23 | KPJ Ipoh Specialist Hospital | 2 | [12 empty] | 2025-07-01 | 2026-01-01 | bar: JAN; JUL
255 | H07B100255 | 12647 | BEMS | B | - | ACT | C | H07 | BEMS | PATIENT MONITORING SYSTEM | PATIENT MONITORING SYSTEM | BA | OT | L01 | ISH/BE/00679 | 0 |  | 0 | HOSPITAL | 10500 | 0 | 0 | 0 | 0 | 0 | 0 | 0 | 0 | 0 | 0 | 2011-04-01 | 1900-01-01 | 15 | [8 empty] | OT |  |  |  | 0 | 0 | [12 empty] | admin | 2024-12-12 14:25 |  | NIHON KOHDEN | OPV-1500K | O8584 | OPERATION THEATRE |  |  | 1 | B | 1 |  | IPOH JAYA MEDIC ENTERPRISE | IPOH JAYA MEDIC ENTERPRISE |  | JAPAN |  | PRINCIP ENGINEERING |  |  | 0 | 0 | 0 | 0 |  |  |  |  | 2009-04-22 | KPJ Ipoh Specialist Hospital | 2 | [12 empty] | 2025-07-01 | 2026-01-01 | bar: JAN; JUL
256 | H07B100256 | 12647 | BEMS | B | - | ACT | C | H07 | BEMS | PATIENT MONITORING SYSTEM | PATIENT MONITORING SYSTEM | BA | OT | L01 | ISH/BE/00685 | 0 |  | 0 | HOSPITAL | 10500 | 0 | 0 | 0 | 0 | 0 | 0 | 0 | 0 | 0 | 0 | 2011-05-01 | 1900-01-01 | 15 | [8 empty] | OT |  |  |  | 0 | 0 | [12 empty] | admin | 2024-12-12 14:25 |  | NIHON KOHDEN | OPV-1500K | O8582 | OPERATION THEATRE |  |  | 1 | B | 1 |  | IPOH JAYA MEDIC ENTERPRISE | IPOH JAYA MEDIC ENTERPRISE |  | JAPAN |  | PRINCIP ENGINEERING |  |  | 0 | 0 | 0 | 0 |  |  |  |  | 2009-08-05 | KPJ Ipoh Specialist Hospital | 2 | [12 empty] | 2025-07-01 | 2026-01-01 | bar: JAN; JUL
257 | H07B100257 | 12647 | BEMS | B | - | ACT | C | H07 | BEMS | PATIENT MONITORING SYSTEM | PATIENT MONITORING SYSTEM | BA | OT | L01 | ISH/BE/00912 | 0 |  | 0 | HOSPITAL | 14800 | 0 | 0 | 0 | 0 | 0 | 0 | 0 | 0 | 0 | 0 | 2013-11-01 | 1900-01-01 | 14 | [8 empty] | OT |  |  |  | 0 | 0 | [12 empty] | admin | 2024-12-12 14:25 |  | NIHON KOHDEN | PVM-2701 | 103 | OPERATION THEATRE |  |  | 1 | B | 1 |  | IPOH JAYA MEDIC ENTERPRISE | IPOH JAYA MEDIC ENTERPRISE |  | JAPAN |  | PRINCIP ENGINEERING |  |  | 0 | 0 | 0 | 0 |  |  |  |  | 2010-04-11 | KPJ Ipoh Specialist Hospital | 2 | [12 empty] | 2025-07-01 | 2026-01-01 | bar: JAN; JUL
259 | H07B100259 | 12647 | BEMS | B | - | ACT | C | H07 | BEMS | PATIENT MONITORING SYSTEM | PATIENT MONITORING SYSTEM | BA | OT | L01 | ISH/BE/01272 | 0 |  | 0 | HOSPITAL | 12000 | 0 | 0 | 0 | 0 | 0 | 0 | 0 | 0 | 0 | 0 | 2016-06-01 | 1900-01-01 | 9 | [8 empty] | OT |  |  |  | 0 | 0 | [12 empty] | admin | 2024-12-12 14:25 |  | PHILIPS | 863063 SURESIGN VM4 | CN42790017 | OPERATION THEATRE |  |  | 1 | B | 1 |  | SUP100018 | IDS MEDICAL SYSTEM (M) SDN BHD | STOR 118061(FA) | GERMANY |  | PRINCIP ENGINEERING |  |  | 0 | 0 | 0 | 0 |  |  |  |  | 2015-06-22 | KPJ Ipoh Specialist Hospital | 2 | [12 empty] | 2025-07-01 | 2026-01-01 | bar: JAN; JUL
260 | H07B100260 | 12647 | BEMS | B | - | ACT | C | H07 | BEMS | PATIENT MONITORING SYSTEM | PATIENT MONITORING SYSTEM | BA | OT | L01 | ISH/BE/01273 | 0 |  | 0 | HOSPITAL | 12000 | 0 | 0 | 0 | 0 | 0 | 0 | 0 | 0 | 0 | 0 | 2016-06-01 | 1900-01-01 | 9 | [8 empty] | OT |  |  |  | 0 | 0 | [12 empty] | admin | 2024-12-12 14:25 |  | PHILIPS | 863063 SURESIGN VM4 | CN42788306 | OPERATION THEATRE |  |  | 1 | B | 1 |  | SUP100018 | IDS MEDICAL SYSTEM (M) SDN BHD | STOR 118061(FA) | GERMANY |  | PRINCIP ENGINEERING |  |  | 0 | 0 | 0 | 0 |  |  |  |  | 2015-06-22 | KPJ Ipoh Specialist Hospital | 2 | [12 empty] | 2025-07-01 | 2026-01-01 | bar: JAN; JUL
261 | H07B100261 | 12647 | BEMS | B | - | ACT | C | H07 | BEMS | PATIENT MONITORING SYSTEM | PATIENT MONITORING SYSTEM | BA | OT | L01 | ISH/BE/01274 | 0 |  | 0 | HOSPITAL | 12000 | 0 | 0 | 0 | 0 | 0 | 0 | 0 | 0 | 0 | 0 | 2016-06-01 | 1900-01-01 | 9 | [8 empty] | OT |  |  |  | 0 | 0 | [12 empty] | admin | 2024-12-12 14:25 |  | PHILIPS | 863063 SURESIGN VM4 | CN42788307 | OPERATION THEATRE |  |  | 1 | B | 1 |  | SUP100018 | IDS MEDICAL SYSTEM (M) SDN BHD | STOR 118061(FA) | GERMANY |  | PRINCIP ENGINEERING |  |  | 0 | 0 | 0 | 0 |  |  |  |  | 2015-06-22 | KPJ Ipoh Specialist Hospital | 2 | [12 empty] | 2025-07-01 | 2026-01-01 | bar: JAN; JUL
266 | H07B100266 | 10414 | BEMS | B | - | ACT | N | H07 | BEMS | WARMING SYSTEM | WARMING SYSTEM | BA | OT | L01 | ISH/BE/00781 | 0 |  | 0 | HOSPITAL | 9300 | 0 | 0 | 0 | 0 | 0 | 0 | 0 | 0 | 0 | 0 | 2011-03-01 | 1900-01-01 | 14 | [8 empty] | OT |  |  |  | 0 | 0 | [12 empty] | admin | 2024-12-12 14:25 |  | CINCINNATI SUB ZERO | WARM AIR 135 | 094-1356276 | OPERATION THEATRE |  |  | 1 | B | 1 |  | SUP100016 | INSAN BAKTI SDN BHD |  | USA |  | PRINCIP ENGINEERING |  |  | 0 | 0 | 0 | 0 |  |  |  |  | 2010-03-17 | KPJ Ipoh Specialist Hospital | 2 | [12 empty] | 2025-07-01 | 2026-01-01 | bar: JAN; JUL
267 | H07B100267 | 10414 | BEMS | B | - | ACT | N | H07 | BEMS | WARMING SYSTEM | WARMING SYSTEM | BA | OT | L01 | ISH/BE/00782 | 0 |  | 0 | HOSPITAL | 9300 | 0 | 0 | 0 | 0 | 0 | 0 | 0 | 0 | 0 | 0 | 2011-03-01 | 1900-01-01 | 14 | [8 empty] | OT |  |  |  | 0 | 0 | [12 empty] | admin | 2024-12-12 14:25 |  | CINCINNATI SUB ZERO | WARM AIR 135 | 094-1356274 | OPERATION THEATRE |  |  | 1 | B | 1 |  | SUP100016 | INSAN BAKTI SDN BHD |  | USA |  | PRINCIP ENGINEERING |  |  | 0 | 0 | 0 | 0 |  |  |  |  | 2010-03-17 | KPJ Ipoh Specialist Hospital | 2 | [12 empty] | 2025-07-01 | 2026-01-01 | bar: JAN; JUL
297 | H07B100297 | 12647 | BEMS | B | - | ACT | C | H07 | BEMS | PATIENT MONITORING SYSTEM | PATIENT MONITORING SYSTEM | BA | OT | L01 | ISH/BE/00802 | 0 |  | 0 | HOSPITAL | 11800 | 0 | 0 | 0 | 0 | 0 | 0 | 0 | 0 | 0 | 0 | 2011-04-01 | 1900-01-01 | 14 | [8 empty] | OT |  |  |  | 0 | 0 | [12 empty] | admin | 2024-12-12 14:25 |  | EDAN | M8B | M8B2021035365LD | OPERATION THEATRE |  |  | 1 | B | 1 |  | MEDITECH ADVANCE SDN BHD | MEDITECH ADVANCE SDN BHD |  | CHINA |  | PRINCIP ENGINEERING |  |  | 0 | 0 | 0 | 0 |  |  |  |  | 2010-04-21 | KPJ Ipoh Specialist Hospital | 2 | [12 empty] | 2025-07-01 | 2026-01-01 | bar: JAN; JUL
314 | H07B100314 | 11490 | BEMS | B | - | ACT | C | H07 | BEMS | ELECTROSURGICAL UNITS | ELECTROSURGICAL UNITS | BA | OT | L01 | ISH/BE/01516 | 0 |  | 0 | HOSPITAL | 29500 | 0 | 0 | 0 | 0 | 0 | 0 | 0 | 0 | 0 | 0 | 2018-04-01 | 1900-01-01 | 7 | [8 empty] | OT |  |  |  | 0 | 0 | [12 empty] | admin | 2024-12-12 14:25 |  | ELLMANN | EMC220UKA | 9130008618 | OPERATION THEATRE |  |  | 1 | B | 1 |  | MED IMAG ENTERPRISE | MED IMAG ENTERPRISE | STOR 143047 | JAPAN |  | MED IMAG ENTERPRISE |  |  | 0 | 0 | 0 | 0 |  |  |  |  | 2017-04-27 | KPJ Ipoh Specialist Hospital | 2 | [12 empty] | 2025-07-01 | 2026-01-01 | bar: JAN; JUL
406 | H07B100406 | - | BEMS | B | - | ACT | C | H07 | BEMS | AUTOCLAVE | AUTOCLAVE | BA | OT CSSD | L01 | ISH/BE/00626 | 0 |  | 0 | HOSPITAL | 36200 | 0 | 0 | 0 | 0 | 0 | 0 | 0 | 0 | 0 | 0 |  | 1900-01-01 | 24 | [8 empty] | OT CSSD |  |  |  | 0 | 0 | [12 empty] | admin | 2024-12-12 14:25 |  | ESCHMANN | SES 2000 | LSEB-7J-0451 |  |  |  | 1 | B | 1 |  | ANTAH SRI RADIN SDN BHD | ANTAH SRI RADIN SDN BHD |  | UK |  | ANTAH SRI RADIN SDN BHD |  |  | 0 | 0 | 0 | 0 |  |  |  |  | 2000-06-27 | KPJ Ipoh Specialist Hospital | 2 | [12 empty] | 2025-07-01 | 2026-01-01 | bar: JAN; JUL
422 | H07B100422 | 16944 | BEMS | B | - | ACT | C | H07 | BEMS | PHACO MACHINE | PHACO MACHINE | BA | OT | L01 | ISH/BE/01598 | 0 |  | 0 | HOSPITAL | 500000 | 0 | 0 | 0 | 0 | 0 | 0 | 0 | 0 | 0 | 0 | 2016-01-01 | 1900-01-01 | 10 | [8 empty] | OT |  |  |  | 0 | 0 | [12 empty] | admin | 2024-12-12 14:25 |  | ALCON | CONSTELLATION | 1401867401X | OPERATION THEATRE |  |  | 1 | B | 1 |  | ALCON LABORATORY SDN BHD | ALCON LABORATORY SDN BHD |  | USA |  | ALCON LABORATORY SDN BHD |  |  | 0 | 0 | 0 | 0 |  |  |  |  | 2014-01-01 | KPJ Ipoh Specialist Hospital | 2 | [12 empty] | 2025-07-01 | 2026-01-01 | bar: JAN; JUL
424 | H07B100424 | - | BEMS | B | - | ACT | C | H07 | BEMS | CORE 2 POWERED INSTRUMENTS DRIVER | CORE 2 POWERED INSTRUMENTS DRIVER | BA | OT | L01 | ISH/BE/01687 | 0 |  | 0 | HOSPITAL | 36000 | 0 | 0 | 0 | 0 | 0 | 0 | 0 | 0 | 0 | 0 | 2022-07-23 | 1900-01-01 | 2 | [8 empty] | OT |  |  |  | 0 | 0 | [12 empty] | admin | 2024-12-12 14:25 |  | STRYKER | 5400-052-000 | 2214300359 | OPERATION THEATRE |  |  | 1 | B | 1 |  | STRYKER CORPORATION (M) SDN BHD | STRYKER CORPORATION (M) SDN BHD | STOR198244 | USA |  | STRYKER CORPORATION (M) SDN BHD |  |  | 0 | 0 | 0 | 0 |  |  |  |  | 2022-06-07 | KPJ Ipoh Specialist Hospital | 2 | [12 empty] | 2025-07-01 | 2026-01-01 | bar: JAN; JUL
428 | H07B100428 | 13217 | BEMS | B | - | ACT | C | H07 | BEMS | SYRINGE PUMP | SYRINGE PUMP | BA | OT | L01 | ISH/BE/01715 | 0 |  | 0 | HOSPITAL | 3450 | 0 | 0 | 0 | 0 | 0 | 0 | 0 | 0 | 0 | 0 | 2024-08-01 | 1900-01-01 | 2 | [8 empty] | OT |  |  |  | 0 | 0 | [12 empty] | admin | 2024-12-12 14:25 |  | TERUMO | TE*SS730N02 | 2109012246 | OPERATION THEATRE |  |  | 1 | B | 1 |  | SUMMIT COMPANY (M) SDN BHD | SUMMIT COMPANY (M) SDN BHD | STOR 204569 | JAPAN |  | SUMMIT COMPANY (MALAYSIA) SDN BHD |  |  | 0 | 0 | 0 | 0 |  |  |  |  | 2022-08-30 | KPJ Ipoh Specialist Hospital | 2 | [12 empty] | 2025-07-01 | 2026-01-01 | bar: JAN; JUL
435 | H07B100435 | - | BEMS | B | - | ACT | C | H07 | BEMS | AUTOCLAVE | AUTOCLAVE | BA | OT CSSD | L01 | ISH/BE/01751 | 0 |  | 0 | HOSPITAL | 18900 | 0 | 0 | 0 | 0 | 0 | 0 | 0 | 0 | 0 | 0 | 2024-01-03 | 1900-01-01 | 1 | [8 empty] | OT CSSD |  |  |  | 0 | 0 | [12 empty] | admin | 2024-12-12 14:25 |  | DENTAL X | AQUARIUS 300B (18L) | AB009171 |  |  |  | 1 | B | 1 |  | ANTAH SRI RADIN SDN BHD | ANTAH SRI RADIN SDN BHD | STOR 206815 | ITALY |  | ANTAH SRI RADIN SDN BHD |  |  | 0 | 0 | 0 | 0 |  |  |  |  | 2023-01-04 | KPJ Ipoh Specialist Hospital | 2 | [12 empty] | 2025-07-01 | 2026-01-01 | bar: JAN; JUL
436 | H07B100436 | 12647 | BEMS | B | - | ACT | C | H07 | BEMS | PATIENT MONITOR | PATIENT MONITOR | BA | OT | L01 | ISH/BE/01755 | 0 |  | 0 | HOSPITAL | 13500 | 0 | 0 | 0 | 0 | 0 | 0 | 0 | 0 | 0 | 0 | 2025-12-01 | 1900-01-01 | 1 | [8 empty] | OT |  |  |  | 0 | 0 | [12 empty] | admin | 2024-12-12 14:25 |  | MINDRAY | M1K7B-CTO-S01 (UMEC15) | KR-1A006822 | OPERATION THEATRE |  |  | 1 | B | 1 |  | SCHMIDT BIOMED TECH SDN BHD | SCHMIDT BIOMED TECH SDN BHD | STOR 208934 | CHINA |  | SCHMIDT BIOMEDTECH SDN BHD |  |  | 0 | 0 | 0 | 0 |  |  |  |  | 2023-01-18 | KPJ Ipoh Specialist Hospital | 2 | [12 empty] | 2025-07-01 | 2026-01-01 | bar: JAN; JUL
437 | H07B100437 | 12647 | BEMS | B | - | ACT | C | H07 | BEMS | PATIENT MONITOR | PATIENT MONITOR | BA | OT | L01 | ISH/BE/01756 | 0 |  | 0 | HOSPITAL | 13500 | 0 | 0 | 0 | 0 | 0 | 0 | 0 | 0 | 0 | 0 | 2025-12-01 | 1900-01-01 | 1 | [8 empty] | OT |  |  |  | 0 | 0 | [12 empty] | admin | 2024-12-12 14:25 |  | MINDRAY | M1K7B-CTO-S01 (UMEC15) | KR-1A006817 | OPERATION THEATRE |  |  | 1 | B | 1 |  | SCHMIDT BIOMED TECH SDN BHD | SCHMIDT BIOMED TECH SDN BHD | STOR 208934 | CHINA |  | SCHMIDT BIOMEDTECH SDN BHD |  |  | 0 | 0 | 0 | 0 |  |  |  |  | 2023-01-18 | KPJ Ipoh Specialist Hospital | 2 | [12 empty] | 2025-07-01 | 2026-01-01 | bar: JAN; JUL
438 | H07B100438 | 12647 | BEMS | B | - | ACT | C | H07 | BEMS | PATIENT MONITOR | PATIENT MONITOR | BA | OT | L01 | ISH/BE/01757 | 0 |  | 0 | HOSPITAL | 13500 | 0 | 0 | 0 | 0 | 0 | 0 | 0 | 0 | 0 | 0 | 2025-12-01 | 1900-01-01 | 1 | [8 empty] | OT |  |  |  | 0 | 0 | [12 empty] | admin | 2024-12-12 14:25 |  | MINDRAY | M1K7B-CTO-S01 (UMEC15) | KR-1A006819 | OPERATION THEATRE |  |  | 1 | B | 1 |  | SCHMIDT BIOMED TECH SDN BHD | SCHMIDT BIOMED TECH SDN BHD | STOR 208934 | CHINA |  | SCHMIDT BIOMEDTECH SDN BHD |  |  | 0 | 0 | 0 | 0 |  |  |  |  | 2023-01-18 | KPJ Ipoh Specialist Hospital | 2 | [12 empty] | 2025-07-01 | 2026-01-01 | bar: JAN; JUL
439 | H07B100439 | 12340 | BEMS | B | - | ACT | C | H07 | BEMS | LIGHT SOURCE | LIGHT SOURCE | BA | OT | L01 | ISH/BE/01758 | 0 |  | 0 | HOSPITAL | 31040 | 0 | 0 | 0 | 0 | 0 | 0 | 0 | 0 | 0 | 0 |  | 1900-01-01 | 1 | [8 empty] | OT |  |  |  | 0 | 0 | [12 empty] | admin | 2024-12-12 14:25 |  | SUNOPTICS LLC | LED 4000 | 22126122 | OPERATION THEATRE |  |  | 1 | B | 1 |  | HUMEDICAL (M) SDN BHD | HUMEDICAL (M) SDN BHD | STOR 207434 | USA |  | HUMEDICAL (M) SDN BHD |  |  | 0 | 0 | 0 | 0 |  |  |  |  | 2023-01-31 | KPJ Ipoh Specialist Hospital | 2 | [12 empty] | 2025-07-01 | 2026-01-01 | bar: JAN; JUL
448 | H07B100448 | 12539 | BEMS | B | - | ACT | C | H07 | BEMS | MICROSCOPE | MICROSCOPE | BA | OT | L01 | ISH/BE/01880 | 0 |  | 0 | HOSPITAL | 320000 | 0 | 0 | 0 | 0 | 0 | 0 | 0 | 0 | 0 | 0 | 2025-03-07 | 1900-01-01 | 1 | [8 empty] | OT |  |  |  | 0 | 0 | [12 empty] | admin | 2024-12-12 14:25 |  | CARL ZEISS | OPMI LUMERA T | 6629186810 | OPERATION THEATRE |  |  | 1 | B | 1 |  | SUP100007 | CARL ZEISS SDN BHD | STOR 208539 | GERMANY |  | CARL ZEISS SDN BHD |  |  | 0 | 0 | 0 | 0 |  |  |  |  | 2023-04-07 | KPJ Ipoh Specialist Hospital | 2 | [12 empty] | 2025-07-01 | 2026-01-01 | bar: JAN; JUL
450 | H07B100450 | 10134 | BEMS | B | - | ACT | C | H07 | BEMS | ANEASTHESIA UNITS | ANEASTHESIA UNITS | BA | OT | L01 | ISH/BE/01882 | 0 |  | 0 | HOSPITAL | 214918.73 | 0 | 0 | 0 | 0 | 0 | 0 | 0 | 0 | 0 | 0 | 2025-06-07 | 1900-01-01 | 1 | [8 empty] | OT |  |  |  | 0 | 0 | [12 empty] | admin | 2024-12-12 14:25 |  | GE DATEX OHMEDA | AISYS CS2 | APWC00273 | OPERATION THEATRE |  |  | 1 | B | 1 |  | SUP100016 | INSAN BAKTI SDN BHD | STOR 208540 | GERMANY |  | INSAN BAKTI SDN BHD |  |  | 0 | 0 | 0 | 0 |  |  |  |  | 2023-07-07 | KPJ Ipoh Specialist Hospital | 2 | [12 empty] | 2025-07-01 | 2026-01-01 | bar: JAN; JUL
484 | H07B100484 | - | BEMS | B | - | ACT | C | H07 | BEMS | SURGICAL NAVIGATION SYSTEM, IGS | SURGICAL NAVIGATION SYSTEM, IGS | BA | OT | L01 | ISH/BE/01965 | 0 |  | 0 | HOSPITAL | 1990000 | 0 | 0 | 0 | 0 | 0 | 0 | 0 | 0 | 0 | 0 |  | 1900-01-01 | 0 | [8 empty] | OT |  |  |  | 0 | 0 | [12 empty] | admin | 2024-12-12 14:25 |  | MEDTRONIC | STEALTHSTATION S8 | N31242237 & N31185081 | OPERATION THEATRE |  |  | 1 | B | 1 |  | MEDTONIC MALAYSIA SDN BHD | MEDTONIC MALAYSIA SDN BHD | STOR 217814 | GERMANY |  | MEDTRONIC MALAYSIA SDN BHD |  |  | 0 | 0 | 0 | 0 |  |  |  |  | 2024-01-23 | KPJ Ipoh Specialist Hospital | 2 | [12 empty] | 2025-07-01 | 2026-01-01 | bar: JAN; JUL
515 | H07B100515 | 12647 | BEMS | B | - | ACT | C | H07 | BEMS | PATIENT MONITORING SYSTEM | PATIENT MONITORING SYSTEM | BA | A&E | GF | ISH/BE/00817 | 0 |  | 0 | HOSPITAL | 14500 | 0 | 0 | 0 | 0 | 0 | 0 | 0 | 0 | 0 | 0 | 2013-05-01 | 1900-01-01 | 14 | [8 empty] | A&E |  |  |  | 0 | 0 | [12 empty] | admin | 2024-12-12 14:25 |  | PHILIPS | 863063 SURESIGN VM4 | CN04370116 | ACCIDENT & EMERGENCY SERVICES |  |  | 1 | B | 1 |  | SUP100018 | IDS MEDICAL SYSTEM (M) SDN BHD |  | GERMANY |  | PRINCIP ENGINEERING |  |  | 0 | 0 | 0 | 0 |  |  |  |  | 2010-05-24 | KPJ Ipoh Specialist Hospital | 2 | [12 empty] | 2025-07-01 | 2026-01-01 | bar: JAN; JUL
544 | H07B100544 | - | BEMS | B | - | ACT | C | H07 | BEMS | CHEST COMPRESSION,LUCAS 3 | CHEST COMPRESSION,LUCAS 3 | BA | A&E | GF | ISH/BE/01891 | 0 |  | 0 | HOSPITAL | 75800 | 0 | 0 | 0 | 0 | 0 | 0 | 0 | 0 | 0 | 0 | 2025-12-07 | 1900-01-01 | 1 | [8 empty] | A&E |  |  |  | 0 | 0 | [12 empty] | admin | 2024-12-12 14:25 |  | STRYKER | 99576-000064 | 3522DM96 | ACCIDENT & EMERGENCY SERVICES |  |  | 1 | B | 1 |  | SUP100018 | IDS MEDICAL SYSTEM (M) SDN BHD | STOR214875 | USA |  | IDS MEDICAL SYSTEM (M) SDN BHD |  |  | 0 | 0 | 0 | 0 |  |  |  |  | 2023-07-13 | KPJ Ipoh Specialist Hospital | 2 | [12 empty] | 2025-07-01 | 2026-01-01 | bar: JAN; JUL
545 | H07B100545 | 17116 | BEMS | B | - | ACT | C | H07 | BEMS | DEFIBRILLATOR | DEFIBRILLATOR | BA | A&E | GF | ISH/BE/01896 | 0 |  | 0 | HOSPITAL | 0 | 0 | 0 | 0 | 0 | 0 | 0 | 0 | 0 | 0 | 0 |  | 1900-01-01 | 1 | [8 empty] | A&E |  |  |  | 0 | 0 | [12 empty] | admin | 2024-12-12 14:25 |  | NIHON KOHDEN | TEC-5631 | 21230 | ACCIDENT & EMERGENCY SERVICES |  |  | 1 | B | 1 |  | STAR MEDICAL SYSTEM (M) SDN BHD | STAR MEDICAL SYSTEM (M) SDN BHD | STOR212365 | JAPAN |  | STAR MEDICAL SYSTEM (M) SDN BHD |  |  | 0 | 0 | 0 | 0 |  |  |  |  | 2023-07-20 | KPJ Ipoh Specialist Hospital | 2 | [12 empty] | 2025-07-01 | 2026-01-01 | bar: JAN; JUL
546 | H07B100546 | 17116 | BEMS | B | - | ACT | C | H07 | BEMS | DEFIBRILLATOR | DEFIBRILLATOR | BA | A&E | GF | ISH/BE/01897 | 0 |  | 0 | HOSPITAL | 68000 | 0 | 0 | 0 | 0 | 0 | 0 | 0 | 0 | 0 | 0 |  | 1900-01-01 | 1 | [8 empty] | A&E |  |  |  | 0 | 0 | [12 empty] | admin | 2024-12-12 14:25 |  | NIHON KOHDEN | EMS-1052 | 01415 | ACCIDENT & EMERGENCY SERVICES |  |  | 1 | B | 1 |  | STAR MEDICAL SYSTEM (M) SDN BHD | STAR MEDICAL SYSTEM (M) SDN BHD | STOR212365 | JAPAN |  | STAR MEDICAL SYSTEM (M) SDN BHD |  |  | 0 | 0 | 0 | 0 |  |  |  |  | 2023-07-20 | KPJ Ipoh Specialist Hospital | 2 | [12 empty] | 2025-07-01 | 2026-01-01 | bar: JAN; JUL
554 | H07B100554 | 15613 | BEMS | B | - | ACT | C | H07 | BEMS | PORTABLE VENTILATOR | PORTABLE VENTILATOR | BA | A&E | GF | ISH/BE/02029 | 0 |  | 0 | HOSPITAL | 117000 | 0 | 0 | 0 | 0 | 0 | 0 | 0 | 0 | 0 | 0 | 2026-07-28 | 1900-01-01 | 0 | [8 empty] | A&E |  |  |  | 0 | 0 | [12 empty] | admin | 2024-12-12 14:25 |  | HAMILTON MEDICAL | HAMILTON-T1 | 28914 | ACCIDENT & EMERGENCY SERVICES |  |  | 1 | B | 1 |  | STAR MEDIK SDN BHD | STAR MEDIK SDN BHD | STOR 226458 | SWITZERLAND |  | STAR MEDIK SDN BHD |  |  | 0 | 0 | 0 | 0 |  |  |  |  | 2024-07-29 | KPJ Ipoh Specialist Hospital | 2 | [12 empty] | 2025-07-01 | 2026-01-01 | bar: JAN; JUL
559 | H07B100559 | 12647 | BEMS | B | - | ACT | C | H07 | BEMS | PATIENT MONITORING SYSTEM | PATIENT MONITORING SYSTEM | BA | CATHLAB | GF | ISH/BE/00800 | 0 |  | 0 | HOSPITAL | 11800 | 0 | 0 | 0 | 0 | 0 | 0 | 0 | 0 | 0 | 0 | 2011-04-01 | 1900-01-01 | 14 | [8 empty] | CATHLAB |  |  |  | 0 | 0 | [12 empty] | admin | 2024-12-12 14:25 |  | EDAN | M8B | M8B2021035371LD | CATHETERIZATION LABORATORY |  |  | 1 | B | 1 |  | MEDITECH ADVANCE SDN BHD | MEDITECH ADVANCE SDN BHD |  | CHINA |  | PRINCIP ENGINEERING |  |  | 0 | 0 | 0 | 0 |  |  |  |  | 2010-04-21 | KPJ Ipoh Specialist Hospital | 2 | [12 empty] | 2025-07-01 | 2026-01-01 | bar: JAN; JUL
560 | H07B100560 | 12647 | BEMS | B | - | ACT | C | H07 | BEMS | PATIENT MONITORING SYSTEM | PATIENT MONITORING SYSTEM | BA | CATHLAB | GF | ISH/BE/00801 | 0 |  | 0 | HOSPITAL | 11800 | 0 | 0 | 0 | 0 | 0 | 0 | 0 | 0 | 0 | 0 | 2011-04-01 | 1900-01-01 | 14 | [8 empty] | CATHLAB |  |  |  | 0 | 0 | [12 empty] | admin | 2024-12-12 14:25 |  | EDAN | M8B | M8B2021035373LD | CATHETERIZATION LABORATORY |  |  | 1 | B | 1 |  | MEDITECH ADVANCE SDN BHD | MEDITECH ADVANCE SDN BHD |  | CHINA |  | PRINCIP ENGINEERING |  |  | 0 | 0 | 0 | 0 |  |  |  |  | 2010-04-21 | KPJ Ipoh Specialist Hospital | 2 | [12 empty] | 2025-07-01 | 2026-01-01 | bar: JAN; JUL
568 | H07B100568 | 15284 | BEMS | B | - | ACT | C | H07 | BEMS | INJECTOR | INJECTOR | BA | CATHLAB | GF | ISH/BE/01754 | 0 |  | 0 | HOSPITAL | 0 | 0 | 0 | 0 | 0 | 0 | 0 | 0 | 0 | 0 | 0 | 2025-01-16 | 1900-01-01 | 1 | [8 empty] | CATHLAB |  |  |  | 0 | 0 | [12 empty] | admin | 2024-12-12 14:25 |  | MALLINCKROOT | ANGIOMAT ILLUMENA | C0722C290G | CATHETERIZATION LABORATORY |  |  | 1 | B | 1 |  | LAC MEDICAL SUPPLIES SDN BHD | LAC MEDICAL SUPPLIES SDN BHD | STOR 205056 |  |  | LAC MEDICAL SUPPLIES SDN BHD |  |  | 0 | 0 | 0 | 0 |  |  |  |  | 2023-01-17 | KPJ Ipoh Specialist Hospital | 2 | [12 empty] | 2025-07-01 | 2026-01-01 | bar: JAN; JUL
570 | H07B100570 | 17116 | BEMS | B | - | ACT | C | H07 | BEMS | DEFIBRILLATOR | DEFIBRILLATOR | BA | CATHLAB | GF | ISH/BE/01895 | 0 |  | 0 | HOSPITAL | 25600 | 0 | 0 | 0 | 0 | 0 | 0 | 0 | 0 | 0 | 0 |  | 1900-01-01 | 1 | [8 empty] | CATHLAB |  |  |  | 0 | 0 | [12 empty] | admin | 2024-12-12 14:25 |  | NIHON KOHDEN | TEC-5631 | 21229 | CATHETERIZATION LABORATORY |  |  | 1 | B | 1 |  | STAR MEDICAL SYSTEM (M) SDN BHD | STAR MEDICAL SYSTEM (M) SDN BHD | STOR212365 | JAPAN |  | STAR MEDICAL SYSTEM (M) SDN BHD |  |  | 0 | 0 | 0 | 0 |  |  |  |  | 2023-07-20 | KPJ Ipoh Specialist Hospital | 2 | [12 empty] | 2025-07-01 | 2026-01-01 | bar: JAN; JUL
605 | H07B100605 | 13217 | BEMS | B | - | ACT | C | H07 | BEMS | SYRINGE PUMP | SYRINGE PUMP | BB | CAOT | L01 | ISH/BE/01833 | 0 |  | 0 | HOSPITAL | 3680 | 0 | 0 | 0 | 0 | 0 | 0 | 0 | 0 | 0 | 0 | 2025-02-05 | 1900-01-01 | 1 | [8 empty] | CAOT |  |  |  | 0 | 0 | [12 empty] | admin | 2024-12-12 14:25 |  | TERUMO | TE*SS730N02 | 2111012054 |  |  |  | 1 | B | 1 |  | SUMMIT COMPANY (MALAYSIA) SDN BHD | SUMMIT COMPANY (MALAYSIA) SDN BHD | STOR 211747 | JAPAN |  | SUMMIT COMPANY (MALAYSIA) SDN BHD |  |  | 0 | 0 | 0 | 0 |  |  |  |  | 2023-03-05 | KPJ Ipoh Specialist Hospital | 2 | [12 empty] | 2025-07-01 | 2026-01-01 | bar: JAN; JUL
624 | H07B100624 | 17116 | BEMS | B | - | ACT | C | H07 | BEMS | DEFIBRILLATOR | DEFIBRILLATOR | BB | DAY CARE | GF | ISH/BE/01892 | 0 |  | 0 | HOSPITAL | 25600 | 0 | 0 | 0 | 0 | 0 | 0 | 0 | 0 | 0 | 0 |  | 1900-01-01 | 1 | [8 empty] | DAY CARE |  |  |  | 0 | 0 | [12 empty] | admin | 2024-12-12 14:25 |  | NIHON KOHDEN | TEC-5631 | 21228 |  |  |  | 1 | B | 1 |  | STAR MEDICAL SYSTEM (M) SDN BHD | STAR MEDICAL SYSTEM (M) SDN BHD | STOR212365 | JAPAN |  | STAR MEDICAL SYSTEM (M) SDN BHD |  |  | 0 | 0 | 0 | 0 |  |  |  |  | 2023-07-20 | KPJ Ipoh Specialist Hospital | 2 | [12 empty] | 2025-07-01 | 2026-01-01 | bar: JAN; JUL
636 | H07B100636 | 17116 | BEMS | B | - | ACT | C | H07 | BEMS | DEFIBRILLATORS | DEFIBRILLATORS | BB | DIAGNOSTIC CENTRE | L01 | ISH/BE/01062 | 0 |  | 0 | HOSPITAL | 18000 | 0 | 0 | 0 | 0 | 0 | 0 | 0 | 0 | 0 | 0 | 2013-09-01 | 1900-01-01 | 12 | [8 empty] | DIAGNOSTIC CENTRE |  |  |  | 0 | 0 | [12 empty] | admin | 2024-12-12 14:25 |  | PHILIPS | HEARTSTART XL + | USN1100590 |  |  |  | 1 | B | 1 |  | UWC HEALTHCARE SDN BHD | UWC HEALTHCARE SDN BHD | STOR 99540 (FA) | GERMANY |  | PRINCIP ENGINEERING |  |  | 0 | 0 | 0 | 0 |  |  |  |  | 2012-09-21 | KPJ Ipoh Specialist Hospital | 2 | [12 empty] | 2025-07-01 | 2026-01-01 | bar: JAN; JUL
642 | H07B100642 | 11441 | BEMS | B | - | ACT | C | H07 | BEMS | ELECTROMAYOGRAPH | ELECTROMAYOGRAPH | BB | DIAGNOSTIC CENTRE | L01 | ISH/BE/01607 | 0 |  | 0 | HOSPITAL | 173000 | 0 | 0 | 0 | 0 | 0 | 0 | 0 | 0 | 0 | 0 | 2022-01-22 | 1900-01-01 | 4 | [8 empty] | DIAGNOSTIC CENTRE |  |  |  | 0 | 0 | [12 empty] | admin | 2024-12-12 14:25 |  | NATUS | NICOLET EDX | RZ193446G |  |  |  | 1 | B | 1 |  | DAN MEDIK SDN BHD | DAN MEDIK SDN BHD | STOR 178983 | USA |  | DAN MEDIK SDN BHD |  |  | 0 | 0 | 0 | 0 |  |  |  |  | 2020-01-22 | KPJ Ipoh Specialist Hospital | 2 | [12 empty] | 2025-07-01 | 2026-01-01 | bar: JAN; JUL
742 | H07B100742 | 17203 | BEMS | B | - | ACT | C | H07 | BEMS | ULTRASOUND SYSTEM | ULTRASOUND SYSTEM | BA | DIAGNOSTIC IMAGING | L01 | ISH/BE/01648 | 0 |  | 0 | HOSPITAL | 490000 | 0 | 0 | 0 | 0 | 0 | 0 | 0 | 0 | 0 | 0 | 2024-03-01 | 1900-01-01 | 3 | [8 empty] | DIAGNOSTIC IMAGING |  |  |  | 0 | 0 | [12 empty] | admin | 2024-12-12 14:25 |  | CANON | TUS-AI700/5W | 5WB2112012 |  |  |  | 1 | B | 1 |  | CANON MEDICAL SYSTEM SDN.BHD | CANON MEDICAL SYSTEM SDN.BHD |  | JAPAN |  | CANON MEDICAL SYSTEM SDN BHD |  |  | 0 | 0 | 0 | 0 |  |  |  |  | 2021-12-03 | KPJ Ipoh Specialist Hospital | 2 | [12 empty] | 2025-07-01 | 2026-01-01 | bar: JAN; JUL
765 | H07B100765 | - | BEMS | B | - | ACT | C | H07 | BEMS | PORTABLE X-RAY UNIT | PORTABLE X-RAY UNIT | BA | DIAGNOSTIC IMAGING | L01 | ISH/BE/01752 | 0 |  | 0 | HOSPITAL | 390000 | 0 | 0 | 0 | 0 | 0 | 0 | 0 | 0 | 0 | 0 | 2025-01-04 | 1900-01-01 | 1 | [8 empty] | DIAGNOSTIC IMAGING |  |  |  | 0 | 0 | [12 empty] | admin | 2024-12-12 14:25 |  | SHIMADZU | MOBILEDART EVOLUTION MX8 | MQ00005B1066 |  |  |  | 1 | B | 1 |  | SHIMADZU (M) SDN BHD | SHIMADZU (M) SDN BHD | STOR 205811 | JAPAN |  | SHIMADZU (M) SDN BHD |  |  | 0 | 0 | 0 | 0 |  |  |  |  | 2023-01-05 | KPJ Ipoh Specialist Hospital | 2 | [12 empty] | 2025-07-01 | 2026-01-01 | bar: JAN; JUL
778 | H07B100778 | 17116 | BEMS | B | - | ACT | C | H07 | BEMS | DEFIBRILLATOR | DEFIBRILLATOR | BA | DIALYSIS CENTRE | GF | ISH/BE/01734 | 0 |  | 0 | HOSPITAL | 19800 | 0 | 0 | 0 | 0 | 0 | 0 | 0 | 0 | 0 | 0 | 2023-12-01 | 1900-01-01 | 2 | [8 empty] | DIALYSIS CENTRE |  |  |  | 0 | 0 | [12 empty] | admin | 2024-12-12 14:25 |  | PHILIPS HEALTHCARE | EFICIA DFM100 | CN32673220 |  |  |  | 1 | B | 1 |  | UMEDIC HEALTHCARE SDN BHD | UMEDIC HEALTHCARE SDN BHD | STOR 204567 | CHINA |  | UMEDIC HEALTHCARE SDN BHD |  |  | 0 | 0 | 0 | 0 |  |  |  |  | 2022-07-12 | KPJ Ipoh Specialist Hospital | 2 | [12 empty] | 2025-07-01 | 2026-01-01 | bar: JAN; JUL
846 | H07B100846 | - | BEMS | B | - | ACT | C | H07 | BEMS | EYE LASER (VISULAS) | EYE LASER (VISULAS) | BB | DR LE MUN TOONG CLINIC | L01 | ISH/BE/00580 | 0 |  | 0 | HOSPITAL | 192000 | 0 | 0 | 0 | 0 | 0 | 0 | 0 | 0 | 0 | 0 |  | 1900-01-01 | 17 | [8 empty] | DR LE MUN TOONG CLINIC |  |  |  | 0 | 0 | [12 empty] | admin | 2024-12-12 14:25 |  | CARL ZEISS | 532 | 974130 |  |  |  | 1 | B | 1 |  | SUP100007 | CARL ZEISS SDN BHD |  | GERMANY |  | CARL ZEISS SDN BHD |  |  | 0 | 0 | 0 | 0 |  |  |  |  | 2007-09-17 | KPJ Ipoh Specialist Hospital | 2 | [12 empty] | 2025-07-01 | 2026-01-01 | bar: JAN; JUL
942 | H07B100942 | 12636 | BEMS | B | - | ACT | C | H07 | BEMS | VITAL SIGN MONITOR | VITAL SIGN MONITOR | BB | PREMIER WARD | L05 | ISH/BE/01292 | 0 |  | 0 | HOSPITAL | 7200 | 0 | 0 | 0 | 0 | 0 | 0 | 0 | 0 | 0 | 0 | 2016-11-01 | 1900-01-01 | 9 | [8 empty] | PREMIER WARD |  |  |  | 0 | 0 | [12 empty] | admin | 2024-12-12 14:25 |  | WELCH ALLYN | 74CX | 100009942215 |  |  |  | 1 | B | 1 |  | LKL BEST ENTERPRISE | LKL BEST ENTERPRISE | STOR126542(FA) | GERMANY |  | PRINCIP ENGINEERING |  |  | 0 | 0 | 0 | 0 |  |  |  |  | 2015-11-02 | KPJ Ipoh Specialist Hospital | 2 | [12 empty] | 2025-07-01 | 2026-01-01 | bar: JAN; JUL
960 | H07B100960 | - | BEMS | B | - | ACT | C | H07 | BEMS | LINEAR ACCELERATOR | LINEAR ACCELERATOR | BA | RADIOTHERAPY | GF | ISH/BE/01692 | 0 |  | 0 | HOSPITAL | 14500000 | 0 | 0 | 0 | 0 | 0 | 0 | 0 | 0 | 0 | 0 | 2022-07-24 | 1900-01-01 | 10 | [8 empty] | RADIOTHERAPY |  |  |  | 0 | 0 | [12 empty] | admin | 2024-12-12 14:25 |  | ELEKTA | VERSA HD | 109294 |  |  |  | 1 | B | 1 |  | SUP100046 | ABEX MEDICAL SYSTEM SDN BHD | STOR 199127 | SWEDEN |  | ABEX MEDICAL SYSTEM SDN BHD |  |  | 0 | 0 | 0 | 0 |  |  |  |  | 2022-07-29 | KPJ Ipoh Specialist Hospital | 2 | [12 empty] | 2025-07-01 | 2026-01-01 | bar: JAN; JUL
984 | H07B100984 | - | BEMS | B | - | ACT | C | H07 | BEMS | CARDIOTOCOGRAPH | CARDIOTOCOGRAPH | BA | WARD 1 | L01 | ISH/BE/00076 | 0 |  | 0 | HOSPITAL | 30000 | 0 | 0 | 0 | 0 | 0 | 0 | 0 | 0 | 0 | 0 | 2008-06-01 | 1900-01-01 | 17 | [8 empty] | WARD 1 |  |  |  | 0 | 0 | [12 empty] | admin | 2024-12-12 14:25 |  | PHILIPS | AVALON FM20 | DE53003808 | WARD 1 |  |  | 1 | B | 1 |  | SUP100018 | IDS MEDICAL SYSTEM (M) SDN BHD |  | GERMANY |  | PRINCIP ENGINEERING |  |  | 0 | 0 | 0 | 0 |  |  |  |  | 2007-06-13 | KPJ Ipoh Specialist Hospital | 2 | [12 empty] | 2025-07-01 | 2026-01-01 | bar: JAN; JUL
985 | H07B100985 | - | BEMS | B | - | ACT | C | H07 | BEMS | CARDIOTOCOGRAPH | CARDIOTOCOGRAPH | BA | WARD 1 | L01 | ISH/BE/01099 | 0 |  | 0 | HOSPITAL | 23200 | 0 | 0 | 0 | 0 | 0 | 0 | 0 | 0 | 0 | 0 | 2014-07-01 | 1900-01-01 | 11 | [8 empty] | WARD 1 |  |  |  | 0 | 0 | [12 empty] | admin | 2024-12-12 14:25 |  | PHILIPS | AVALON FM20 | DE53027595 | WARD 1 |  |  | 1 | B | 1 |  | SUP100018 | IDS MEDICAL SYSTEM (M) SDN BHD |  | GERMANY |  | PRINCIP ENGINEERING |  |  | 0 | 0 | 0 | 0 |  |  |  |  | 2013-04-07 | KPJ Ipoh Specialist Hospital | 2 | [12 empty] | 2025-07-01 | 2026-01-01 | bar: JAN; JUL
1035 | H07B101035 | 12701 | BEMS | B | - | ACT | C | H07 | BEMS | DUOPAP | DUOPAP | BA | WARD 1 | L01 | ISH/BE/01416 | 0 |  | 0 | HOSPITAL | 65000 | 0 | 0 | 0 | 0 | 0 | 0 | 0 | 0 | 0 | 0 | 2018-06-01 | 1900-01-01 | 8 | [8 empty] | WARD 1 |  |  |  | 0 | 0 | [12 empty] | admin | 2024-12-12 14:25 |  | ACUTRONIC | 7250.N | AT211D-0912 | WARD 1 |  |  | 1 | B | 1 |  | SCHMIDT BIOMED TECH SDN BHD | SCHMIDT BIOMED TECH SDN BHD | STOR 130958(FA) | USA |  | SCHMIDT BIOMEDTECH SDN BHD |  |  | 0 | 0 | 0 | 0 |  |  |  |  | 2016-06-08 | KPJ Ipoh Specialist Hospital | 2 | [12 empty] | 2025-07-01 | 2026-01-01 | bar: JAN; JUL
1037 | H07B101037 | 12701 | BEMS | B | - | ACT | C | H07 | BEMS | DUOPAP | DUOPAP | BA | WARD 1 | L01 | ISH/BE/01418 | 0 |  | 0 | HOSPITAL | 65000 | 0 | 0 | 0 | 0 | 0 | 0 | 0 | 0 | 0 | 0 | 2018-06-01 | 1900-01-01 | 8 | [8 empty] | WARD 1 |  |  |  | 0 | 0 | [12 empty] | admin | 2024-12-12 14:25 |  | ACUTRONIC | 7250.N | AT211D-0916 | WARD 1 |  |  | 1 | B | 1 |  | SCHMIDT BIOMED TECH SDN BHD | SCHMIDT BIOMED TECH SDN BHD | STOR 130958(FA) | USA |  | SCHMIDT BIOMEDTECH SDN BHD |  |  | 0 | 0 | 0 | 0 |  |  |  |  | 2016-06-08 | KPJ Ipoh Specialist Hospital | 2 | [12 empty] | 2025-07-01 | 2026-01-01 | bar: JAN; JUL
1038 | H07B101038 | 12701 | BEMS | B | - | ACT | C | H07 | BEMS | DUOPAP | DUOPAP | BA | WARD 1 | L01 | ISH/BE/01419 | 0 |  | 0 | HOSPITAL | 65000 | 0 | 0 | 0 | 0 | 0 | 0 | 0 | 0 | 0 | 0 | 2018-06-01 | 1900-01-01 | 8 | [8 empty] | WARD 1 |  |  |  | 0 | 0 | [12 empty] | admin | 2024-12-12 14:25 |  | ACUTRONIC | 7250.N | AT211D-0917 | WARD 1 |  |  | 1 | B | 1 |  | SCHMIDT BIOMED TECH SDN BHD | SCHMIDT BIOMED TECH SDN BHD | STOR 130958(FA) | USA |  | SCHMIDT BIOMEDTECH SDN BHD |  |  | 0 | 0 | 0 | 0 |  |  |  |  | 2016-06-08 | KPJ Ipoh Specialist Hospital | 2 | [12 empty] | 2025-07-01 | 2026-01-01 | bar: JAN; JUL
1044 | H07B101044 | - | BEMS | B | - | ACT | C | H07 | BEMS | CARDIOTOCOGRAPH | CARDIOTOCOGRAPH | BA | WARD 1 | L01 | ISH/BE/01763 | 0 |  | 0 | HOSPITAL | 18180 | 0 | 0 | 0 | 0 | 0 | 0 | 0 | 0 | 0 | 0 |  | 1900-01-01 | 1 | [8 empty] | WARD 1 |  |  |  | 0 | 0 | [12 empty] | admin | 2024-12-12 14:25 |  | PHILIPS | AVALON FM20 | DE65863771 | WARD 1 |  |  | 1 | B | 1 |  | UMEDIC HEALTHCARE SDN BHD | UMEDIC HEALTHCARE SDN BHD | STOR 206816 | USA |  | UMEDIC HEALTHCARE SDN BHD |  |  | 0 | 0 | 0 | 0 |  |  |  |  | 2023-02-17 | KPJ Ipoh Specialist Hospital | 2 | [12 empty] | 2025-07-01 | 2026-01-01 | bar: JAN; JUL
1045 | H07B101045 | - | BEMS | B | - | ACT | C | H07 | BEMS | CARDIOTOCOGRAPH | CARDIOTOCOGRAPH | BA | WARD 1 | L01 | ISH/BE/01764 | 0 |  | 0 | HOSPITAL | 18180 | 0 | 0 | 0 | 0 | 0 | 0 | 0 | 0 | 0 | 0 |  | 1900-01-01 | 1 | [8 empty] | WARD 1 |  |  |  | 0 | 0 | [12 empty] | admin | 2024-12-12 14:25 |  | PHILIPS | AVALON FM20 | DE65863780 | WARD 1 |  |  | 1 | B | 1 |  | UMEDIC HEALTHCARE SDN BHD | UMEDIC HEALTHCARE SDN BHD | STOR 206816 | USA |  | UMEDIC HEALTHCARE SDN BHD |  |  | 0 | 0 | 0 | 0 |  |  |  |  | 2023-02-17 | KPJ Ipoh Specialist Hospital | 2 | [12 empty] | 2025-07-01 | 2026-01-01 | bar: JAN; JUL
1132 | H07B101132 | 13217 | BEMS | B | - | ACT | C | H07 | BEMS | SYRINGE PUMP | SYRINGE PUMP | BA | WARD 5 | L02 | ISH/BE/01709 | 0 |  | 0 | HOSPITAL | 3450 | 0 | 0 | 0 | 0 | 0 | 0 | 0 | 0 | 0 | 0 | 2024-08-01 | 1900-01-01 | 2 | [8 empty] | WARD 5 |  |  |  | 0 | 0 | [12 empty] | admin | 2024-12-12 14:25 |  | TERUMO | TE*SS730N02 | 2109012149 | WARD 5 |  |  | 1 | B | 1 |  | SUMMIT COMPANY (M) SDN BHD | SUMMIT COMPANY (M) SDN BHD | STOR 204569 | JAPAN |  | SUMMIT COMPANY (MALAYSIA) SDN BHD |  |  | 0 | 0 | 0 | 0 |  |  |  |  | 2022-08-30 | KPJ Ipoh Specialist Hospital | 2 | [12 empty] | 2025-07-01 | 2026-01-01 | bar: JAN; JUL
1160 | H07B101160 | 12636 | BEMS | B | - | ACT | C | H07 | BEMS | VITAL SIGN MONITOR | VITAL SIGN MONITOR | BA | WARD 2 | L02 | ISH/BE/01669 | 0 |  |  | HOSPITAL | 6800 | 0 | 0 | 0 | 0 | 0 | 0 | 0 | 0 | 0 | 0 | 2025-01-01 | 1900-01-01 | 2 | [8 empty] | WARD 2 |  |  |  | 0 | 0 | [12 empty] | admin | 2024-12-12 14:25 |  | MINDRAY | VS 8 | AS5-19000245 | WARD 2 |  |  | 1 | B | 1 |  | LIFETRONIC SDN BHD | LIFETRONIC SDN BHD | STOR 98454 | CHINA |  | LIFETRONIC SDN BHD |  |  | 0 | 0 | 0 | 0 |  |  |  |  | 2022-01-13 | KPJ Ipoh Specialist Hospital | 2 | [12 empty] | 2025-07-01 | 2026-01-01 | bar: JAN; JUL
1163 | H07B101163 | 13217 | BEMS | B | - | ACT | C | H07 | BEMS | SYRINGE PUMP | SYRINGE PUMP | BA | WARD 2 | L02 | ISH/BE/01707 | 0 |  |  | HOSPITAL | 3450 | 0 | 0 | 0 | 0 | 0 | 0 | 0 | 0 | 0 | 0 | 2024-08-01 | 1900-01-01 | 2 | [8 empty] | WARD 2 |  |  |  | 0 | 0 | [12 empty] | admin | 2024-12-12 14:25 |  | TERUMO | TE*SS730N02 | 2109012147 | WARD 2 |  |  | 1 | B | 1 |  | SUMMIT COMPANY (M) SDN BHD | SUMMIT COMPANY (M) SDN BHD | STOR 204569 | JAPAN |  | SUMMIT COMPANY (MALAYSIA) SDN BHD |  |  | 0 | 0 | 0 | 0 |  |  |  |  | 2022-08-30 | KPJ Ipoh Specialist Hospital | 2 | [12 empty] | 2025-07-01 | 2026-01-01 | bar: JAN; JUL
1164 | H07B101164 | 13217 | BEMS | B | - | ACT | C | H07 | BEMS | SYRINGE PUMP | SYRINGE PUMP | BA | WARD 2 | L02 | ISH/BE/01708 | 0 |  |  | HOSPITAL | 3450 | 0 | 0 | 0 | 0 | 0 | 0 | 0 | 0 | 0 | 0 | 2024-08-01 | 1900-01-01 | 2 | [8 empty] | WARD 2 |  |  |  | 0 | 0 | [12 empty] | admin | 2024-12-12 14:25 |  | TERUMO | TE*SS730N02 | 2109012148 | WARD 2 |  |  | 1 | B | 1 |  | SUMMIT COMPANY (M) SDN BHD | SUMMIT COMPANY (M) SDN BHD | STOR 204569 | JAPAN |  | SUMMIT COMPANY (MALAYSIA) SDN BHD |  |  | 0 | 0 | 0 | 0 |  |  |  |  | 2022-08-30 | KPJ Ipoh Specialist Hospital | 2 | [12 empty] | 2025-07-01 | 2026-01-01 | bar: JAN; JUL
1192 | H07B101192 | 13217 | BEMS | B | - | ACT | C | H07 | BEMS | SYRINGE PUMP | SYRINGE PUMP | BB | WARD 7A | L03 | ISH/BE/01712 | 0 |  |  | HOSPITAL | 3450 | 0 | 0 | 0 | 0 | 0 | 0 | 0 | 0 | 0 | 0 | 2024-08-01 | 1900-01-01 | 2 | [8 empty] | WARD 7A |  |  |  | 0 | 0 | [12 empty] | admin | 2024-12-12 14:25 |  | TERUMO | TE*SS730N02 | 2109012243 | WARD 7A |  |  | 1 | B | 1 |  | SUMMIT COMPANY (M) SDN BHD | SUMMIT COMPANY (M) SDN BHD | STOR 204569 | JAPAN |  | SUMMIT COMPANY (MALAYSIA) SDN BHD |  |  | 0 | 0 | 0 | 0 |  |  |  |  | 2022-08-30 | KPJ Ipoh Specialist Hospital | 2 | [12 empty] | 2025-07-01 | 2026-01-01 | bar: JAN; JUL
1193 | H07B101193 | 13217 | BEMS | B | - | ACT | C | H07 | BEMS | SYRINGE PUMP | SYRINGE PUMP | BB | WARD 7A | L03 | ISH/BE/01713 | 0 |  |  | HOSPITAL | 3450 | 0 | 0 | 0 | 0 | 0 | 0 | 0 | 0 | 0 | 0 | 2024-08-01 | 1900-01-01 | 2 | [8 empty] | WARD 7A |  |  |  | 0 | 0 | [12 empty] | admin | 2024-12-12 14:25 |  | TERUMO | TE*SS730N02 | 2109012244 | WARD 7A |  |  | 1 | B | 1 |  | SUMMIT COMPANY (M) SDN BHD | SUMMIT COMPANY (M) SDN BHD | STOR 204569 | JAPAN |  | SUMMIT COMPANY (MALAYSIA) SDN BHD |  |  | 0 | 0 | 0 | 0 |  |  |  |  | 2022-08-30 | KPJ Ipoh Specialist Hospital | 2 | [12 empty] | 2025-07-01 | 2026-01-01 | bar: JAN; JUL
1250 | H07B101250 | 12636 | BEMS | B | - | ACT | C | H07 | BEMS | VITAL SIGN MONITOR | VITAL SIGN MONITOR | BB | OBSERVATION WARD | L05 | ISH/BE/01215 | 0 |  | 0 | HOSPITAL | 5500 | 0 | 0 | 0 | 0 | 0 | 0 | 0 | 0 | 0 | 0 | 2016-01-01 | 1900-01-01 | 8 | [8 empty] | OBSERVATION WARD |  |  |  | 0 | 0 | [12 empty] | admin | 2024-12-12 14:25 |  | ADVANCED INST, US | VSM300-NS | 302041-M14C12370001 |  |  |  | 1 | B | 1 |  | UWC HEALTHCARE SDN BHD | UWC HEALTHCARE SDN BHD | STOR 119068(FA) | USA |  | PRINCIP ENGINEERING |  |  | 0 | 0 | 0 | 0 |  |  |  |  | 2015-01-19 | KPJ Ipoh Specialist Hospital | 2 | [12 empty] | 2025-07-01 | 2026-01-01 | bar: JAN; JUL
24 | H07B100024 | 12647 | BEMS | B | - | ACT | C | H07 | BEMS | PATIENT MONITORING SYSTEM, PORTABLE | PATIENT MONITORING SYSTEM, PORTABLE | BA | ICU | L01 | ISH/BE/00674 | 0 |  | 0 | HOSPITAL | 25000 | 0 | 0 | 0 | 0 | 0 | 0 | 0 | 0 | 0 | 0 | 2010-02-01 | 1900-01-01 | 15 | [8 empty] | ICU |  |  |  | 0 | 0 | [12 empty] | admin | 2024-12-12 14:25 |  | PHILIPS | M3002A | DE83619516 | INTENSIVE CARE UNIT SERVICES |  |  | 1 | B | 1 |  | SUP100018 | IDS MEDICAL SYSTEM (M) SDN BHD |  | GERMANY |  | PRINCIP ENGINEERING |  |  | 0 | 0 | 0 | 0 |  |  |  |  | 2009-02-13 | KPJ Ipoh Specialist Hospital | 2 | [12 empty] | 2025-08-01 | 2026-02-01 | bar: FEB; AUG
25 | H07B100025 | 12647 | BEMS | B | - | ACT | C | H07 | BEMS | PATIENT MONITORING SYSTEM | PATIENT MONITORING SYSTEM | BA | ICU | L01 | ISH/BE/01076 | 0 |  | 0 | HOSPITAL | 60720 | 0 | 0 | 0 | 0 | 0 | 0 | 0 | 0 | 0 | 0 | 2015-02-01 | 1900-01-01 | 11 | [8 empty] | ICU |  |  |  | 0 | 0 | [12 empty] | admin | 2024-12-12 14:25 |  | PHILIPS | 865241 MX700 | DE12510292 | INTENSIVE CARE UNIT SERVICES |  |  | 1 | B | 1 |  | SUP100018 | IDS MEDICAL SYSTEM (M) SDN BHD | STOR101239 | GERMANY |  | PRINCIP ENGINEERING |  |  | 0 | 0 | 0 | 0 |  |  |  |  | 2013-04-02 | KPJ Ipoh Specialist Hospital | 2 | [12 empty] | 2025-08-01 | 2026-02-01 | bar: FEB; AUG
26 | H07B100026 | 12647 | BEMS | B | - | ACT | C | H07 | BEMS | PATIENT MONITORING SYSTEM | PATIENT MONITORING SYSTEM | BA | ICU | L01 | ISH/BE/01077 | 0 |  | 0 | HOSPITAL | 60720 | 0 | 0 | 0 | 0 | 0 | 0 | 0 | 0 | 0 | 0 | 2015-02-01 | 1900-01-01 | 11 | [8 empty] | ICU |  |  |  | 0 | 0 | [12 empty] | admin | 2024-12-12 14:25 |  | PHILIPS | 865241 MX700 | DE12510294 | INTENSIVE CARE UNIT SERVICES |  |  | 1 | B | 1 |  | SUP100018 | IDS MEDICAL SYSTEM (M) SDN BHD | STOR101239 | GERMANY |  | PRINCIP ENGINEERING |  |  | 0 | 0 | 0 | 0 |  |  |  |  | 2013-04-02 | KPJ Ipoh Specialist Hospital | 2 | [12 empty] | 2025-08-01 | 2026-02-01 | bar: FEB; AUG
27 | H07B100027 | 12647 | BEMS | B | - | ACT | C | H07 | BEMS | PATIENT MONITORING SYSTEM | PATIENT MONITORING SYSTEM | BA | ICU | L01 | ISH/BE/01078 | 0 |  | 0 | HOSPITAL | 60720 | 0 | 0 | 0 | 0 | 0 | 0 | 0 | 0 | 0 | 0 | 2015-02-01 | 1900-01-01 | 11 | [8 empty] | ICU |  |  |  | 0 | 0 | [12 empty] | admin | 2024-12-12 14:25 |  | PHILIPS | 865241 MX700 | DE12510295 | INTENSIVE CARE UNIT SERVICES |  |  | 1 | B | 1 |  | SUP100018 | IDS MEDICAL SYSTEM (M) SDN BHD | STOR101239 | GERMANY |  | PRINCIP ENGINEERING |  |  | 0 | 0 | 0 | 0 |  |  |  |  | 2013-04-02 | KPJ Ipoh Specialist Hospital | 2 | [12 empty] | 2025-08-01 | 2026-02-01 | bar: FEB; AUG
28 | H07B100028 | 12647 | BEMS | B | - | ACT | C | H07 | BEMS | PATIENT MONITORING SYSTEM | PATIENT MONITORING SYSTEM | BA | ICU | L01 | ISH/BE/01079 | 0 |  | 0 | HOSPITAL | 60720 | 0 | 0 | 0 | 0 | 0 | 0 | 0 | 0 | 0 | 0 | 2015-02-01 | 1900-01-01 | 11 | [8 empty] | ICU |  |  |  | 0 | 0 | [12 empty] | admin | 2024-12-12 14:25 |  | PHILIPS | 865241 MX700 | DE12510289 | INTENSIVE CARE UNIT SERVICES |  |  | 1 | B | 1 |  | SUP100018 | IDS MEDICAL SYSTEM (M) SDN BHD | STOR101239 | GERMANY |  | PRINCIP ENGINEERING |  |  | 0 | 0 | 0 | 0 |  |  |  |  | 2013-04-02 | KPJ Ipoh Specialist Hospital | 2 | [12 empty] | 2025-08-01 | 2026-02-01 | bar: FEB; AUG
29 | H07B100029 | 12647 | BEMS | B | - | ACT | C | H07 | BEMS | PATIENT MONITORING SYSTEM | PATIENT MONITORING SYSTEM | BA | ICU | L01 | ISH/BE/01180 | 0 |  | 0 | HOSPITAL | 60720 | 0 | 0 | 0 | 0 | 0 | 0 | 0 | 0 | 0 | 0 | 2016-08-01 | 1900-01-01 | 10 | [8 empty] | ICU |  |  |  | 0 | 0 | [12 empty] | admin | 2024-12-12 14:25 |  | PHILIPS | 865241 MX700 | DE12524065 | INTENSIVE CARE UNIT SERVICES |  |  | 1 | B | 1 |  | SUP100018 | IDS MEDICAL SYSTEM (M) SDN BHD | STOR114989(FA) | GERMANY |  | PRINCIP ENGINEERING |  |  | 0 | 0 | 0 | 0 |  |  |  |  | 2014-08-20 | KPJ Ipoh Specialist Hospital | 2 | [12 empty] | 2025-08-01 | 2026-02-01 | bar: FEB; AUG
30 | H07B100030 | 12647 | BEMS | B | - | ACT | C | H07 | BEMS | PATIENT MONITORING SYSTEM | PATIENT MONITORING SYSTEM | BA | ICU | L01 | ISH/BE/01181 | 0 |  | 0 | HOSPITAL | 60720 | 0 | 0 | 0 | 0 | 0 | 0 | 0 | 0 | 0 | 0 | 2016-08-01 | 1900-01-01 | 10 | [8 empty] | ICU |  |  |  | 0 | 0 | [12 empty] | admin | 2024-12-12 14:25 |  | PHILIPS | 865241 MX700 | DE12524066 | INTENSIVE CARE UNIT SERVICES |  |  | 1 | B | 1 |  | SUP100018 | IDS MEDICAL SYSTEM (M) SDN BHD | STOR114989(FA) | GERMANY |  | PRINCIP ENGINEERING |  |  | 0 | 0 | 0 | 0 |  |  |  |  | 2014-08-20 | KPJ Ipoh Specialist Hospital | 2 | [12 empty] | 2025-08-01 | 2026-02-01 | bar: FEB; AUG
31 | H07B100031 | 12647 | BEMS | B | - | ACT | C | H07 | BEMS | PATIENT MONITORING SYSTEM | PATIENT MONITORING SYSTEM | BA | ICU | L01 | ISH/BE/01312 | 0 |  | 0 | HOSPITAL | 61570 | 0 | 0 | 0 | 0 | 0 | 0 | 0 | 0 | 0 | 0 | 2016-10-01 | 1900-01-01 | 9 | [8 empty] | ICU |  |  |  | 0 | 0 | [12 empty] | admin | 2024-12-12 14:25 |  | PHILIPS | 865241 MX700 | DE50931659 | INTENSIVE CARE UNIT SERVICES |  |  | 1 | B | 1 |  | SUP100018 | IDS MEDICAL SYSTEM (M) SDN BHD | STOR118060(FA) | GERMANY |  | PRINCIP ENGINEERING |  |  | 0 | 0 | 0 | 0 |  |  |  |  | 2015-10-19 | KPJ Ipoh Specialist Hospital | 2 | [12 empty] | 2025-08-01 | 2026-02-01 | bar: FEB; AUG
32 | H07B100032 | 12647 | BEMS | B | - | ACT | C | H07 | BEMS | PATIENT MONITORING SYSTEM | PATIENT MONITORING SYSTEM | BA | ICU | L01 | ISH/BE/01313 | 0 |  | 0 | HOSPITAL | 61570 | 0 | 0 | 0 | 0 | 0 | 0 | 0 | 0 | 0 | 0 | 2016-10-01 | 1900-01-01 | 9 | [8 empty] | ICU |  |  |  | 0 | 0 | [12 empty] | admin | 2024-12-12 14:25 |  | PHILIPS | 865241 MX700 | DE50931577 | INTENSIVE CARE UNIT SERVICES |  |  | 1 | B | 1 |  | SUP100018 | IDS MEDICAL SYSTEM (M) SDN BHD | STOR118060(FA) | GERMANY |  | PRINCIP ENGINEERING |  |  | 0 | 0 | 0 | 0 |  |  |  |  | 2015-10-19 | KPJ Ipoh Specialist Hospital | 2 | [12 empty] | 2025-08-01 | 2026-02-01 | bar: FEB; AUG
33 | H07B100033 | 12647 | BEMS | B | - | ACT | C | H07 | BEMS | PATIENT MONITORING SYSTEM | PATIENT MONITORING SYSTEM | BA | ICU | L01 | ISH/BE/01314 | 0 |  | 0 | HOSPITAL | 61570 | 0 | 0 | 0 | 0 | 0 | 0 | 0 | 0 | 0 | 0 | 2016-10-01 | 1900-01-01 | 9 | [8 empty] | ICU |  |  |  | 0 | 0 | [12 empty] | admin | 2024-12-12 14:25 |  | PHILIPS | 865241 MX700 | DE12524077 | INTENSIVE CARE UNIT SERVICES |  |  | 1 | B | 1 |  | SUP100018 | IDS MEDICAL SYSTEM (M) SDN BHD | STOR118060(FA) | GERMANY |  | PRINCIP ENGINEERING |  |  | 0 | 0 | 0 | 0 |  |  |  |  | 2015-10-19 | KPJ Ipoh Specialist Hospital | 2 | [12 empty] | 2025-08-01 | 2026-02-01 | bar: FEB; AUG
34 | H07B100034 | 12647 | BEMS | B | - | ACT | C | H07 | BEMS | PATIENT MONITORING SYSTEM | PATIENT MONITORING SYSTEM | BA | ICU | L01 | ISH/BE/01315 | 0 |  | 0 | HOSPITAL | 61570 | 0 | 0 | 0 | 0 | 0 | 0 | 0 | 0 | 0 | 0 | 2016-10-01 | 1900-01-01 | 9 | [8 empty] | ICU |  |  |  | 0 | 0 | [12 empty] | admin | 2024-12-12 14:25 |  | PHILIPS | 865241 MX700 | DE50931688 | INTENSIVE CARE UNIT SERVICES |  |  | 1 | B | 1 |  | SUP100018 | IDS MEDICAL SYSTEM (M) SDN BHD | STOR118060(FA) | GERMANY |  | PRINCIP ENGINEERING |  |  | 0 | 0 | 0 | 0 |  |  |  |  | 2015-10-19 | KPJ Ipoh Specialist Hospital | 2 | [12 empty] | 2025-08-01 | 2026-02-01 | bar: FEB; AUG
35 | H07B100035 | 12647 | BEMS | B | - | ACT | C | H07 | BEMS | PATIENT MONITORING SYSTEM | PATIENT MONITORING SYSTEM | BA | ICU | L01 | ISH/BE/01316 | 0 |  | 0 | HOSPITAL | 61570 | 0 | 0 | 0 | 0 | 0 | 0 | 0 | 0 | 0 | 0 | 2016-10-01 | 1900-01-01 | 9 | [8 empty] | ICU |  |  |  | 0 | 0 | [12 empty] | admin | 2024-12-12 14:25 |  | PHILIPS | 865241 MX700 | DE50931667 | INTENSIVE CARE UNIT SERVICES |  |  | 1 | B | 1 |  | SUP100018 | IDS MEDICAL SYSTEM (M) SDN BHD | STOR118060(FA) | GERMANY |  | PRINCIP ENGINEERING |  |  | 0 | 0 | 0 | 0 |  |  |  |  | 2015-10-19 | KPJ Ipoh Specialist Hospital | 2 | [12 empty] | 2025-08-01 | 2026-02-01 | bar: FEB; AUG
36 | H07B100036 | 12647 | BEMS | B | - | ACT | C | H07 | BEMS | PATIENT MONITORING SYSTEM | PATIENT MONITORING SYSTEM | BA | ICU | L01 | ISH/BE/01317 | 0 |  | 0 | HOSPITAL | 61570 | 0 | 0 | 0 | 0 | 0 | 0 | 0 | 0 | 0 | 0 | 2016-10-01 | 1900-01-01 | 9 | [8 empty] | ICU |  |  |  | 0 | 0 | [12 empty] | admin | 2024-12-12 14:25 |  | PHILIPS | 865241 MX700 | DE12524081 | INTENSIVE CARE UNIT SERVICES |  |  | 1 | B | 1 |  | SUP100018 | IDS MEDICAL SYSTEM (M) SDN BHD | STOR118060(FA) | GERMANY |  | PRINCIP ENGINEERING |  |  | 0 | 0 | 0 | 0 |  |  |  |  | 2015-10-19 | KPJ Ipoh Specialist Hospital | 2 | [12 empty] | 2025-08-01 | 2026-02-01 | bar: FEB; AUG
37 | H07B100037 | 12647 | BEMS | B | - | ACT | C | H07 | BEMS | PATIENT MONITORING SYSTEM | PATIENT MONITORING SYSTEM | BA | ICU | L01 | ISH/BE/01318 | 0 |  | 0 | HOSPITAL | 61570 | 0 | 0 | 0 | 0 | 0 | 0 | 0 | 0 | 0 | 0 | 2016-10-01 | 1900-01-01 | 9 | [8 empty] | ICU |  |  |  | 0 | 0 | [12 empty] | admin | 2024-12-12 14:25 |  | PHILIPS | 865241 MX700 | DE50931540 | INTENSIVE CARE UNIT SERVICES |  |  | 1 | B | 1 |  | SUP100018 | IDS MEDICAL SYSTEM (M) SDN BHD | STOR118060(FA) | GERMANY |  | PRINCIP ENGINEERING |  |  | 0 | 0 | 0 | 0 |  |  |  |  | 2015-10-19 | KPJ Ipoh Specialist Hospital | 2 | [12 empty] | 2025-08-01 | 2026-02-01 | bar: FEB; AUG
38 | H07B100038 | 12647 | BEMS | B | - | ACT | C | H07 | BEMS | PATIENT MONITORING SYSTEM | PATIENT MONITORING SYSTEM | BA | ICU | L01 | ISH/BE/01319 | 0 |  | 0 | HOSPITAL | 61570 | 0 | 0 | 0 | 0 | 0 | 0 | 0 | 0 | 0 | 0 | 2016-10-01 | 1900-01-01 | 9 | [8 empty] | ICU |  |  |  | 0 | 0 | [12 empty] | admin | 2024-12-12 14:25 |  | PHILIPS | 865241 MX700 | DE50931684 | INTENSIVE CARE UNIT SERVICES |  |  | 1 | B | 1 |  | SUP100018 | IDS MEDICAL SYSTEM (M) SDN BHD | STOR118060(FA) | GERMANY |  | PRINCIP ENGINEERING |  |  | 0 | 0 | 0 | 0 |  |  |  |  | 2015-10-19 | KPJ Ipoh Specialist Hospital | 2 | [12 empty] | 2025-08-01 | 2026-02-01 | bar: FEB; AUG
39 | H07B100039 | 12647 | BEMS | B | - | ACT | C | H07 | BEMS | PATIENT MONITORING SYSTEM, PORTABLE | PATIENT MONITORING SYSTEM, PORTABLE | BA | ICU | L01 | ISH/BE/01320 | 0 |  | 0 | HOSPITAL | 26000 | 0 | 0 | 0 | 0 | 0 | 0 | 0 | 0 | 0 | 0 | 2016-10-01 | 1900-01-01 | 9 | [8 empty] | ICU |  |  |  | 0 | 0 | [12 empty] | admin | 2024-12-12 14:25 |  | PHILIPS | M3002A X-2 | DE506H9523 | INTENSIVE CARE UNIT SERVICES |  |  | 1 | B | 1 |  | SUP100018 | IDS MEDICAL SYSTEM (M) SDN BHD | STOR118060(FA) | GERMANY |  | PRINCIP ENGINEERING |  |  | 0 | 0 | 0 | 0 |  |  |  |  | 2015-10-19 | KPJ Ipoh Specialist Hospital | 2 | [12 empty] | 2025-08-01 | 2026-02-01 | bar: FEB; AUG
40 | H07B100040 | 12647 | BEMS | B | - | ACT | C | H07 | BEMS | CENTRAL PATIENT MONITORING SYSTEM | CENTRAL PATIENT MONITORING SYSTEM | BA | ICU | L01 | ISH/BE/01321 | 0 |  | 0 | HOSPITAL | 120000 | 0 | 0 | 0 | 0 | 0 | 0 | 0 | 0 | 0 | 0 | 2016-10-01 | 1900-01-01 | 9 | [8 empty] | ICU |  |  |  | 0 | 0 | [12 empty] | admin | 2024-12-12 14:25 |  | PHILIPS | 866112 M3150B-IIC | 5412A03653 | INTENSIVE CARE UNIT SERVICES |  |  | 1 | B | 1 |  | SUP100018 | IDS MEDICAL SYSTEM (M) SDN BHD | STOR118060(FA) | GERMANY |  | PRINCIP ENGINEERING |  |  | 0 | 0 | 0 | 0 |  |  |  |  | 2015-10-19 | KPJ Ipoh Specialist Hospital | 2 | [12 empty] | 2025-08-01 | 2026-02-01 | bar: FEB; AUG
150 | H07B100150 | 11407 | BEMS | B | - | ACT | C | H07 | BEMS | ELECTROCARDIOGRAPH | ELECTROCARDIOGRAPH | BA | ICU | L01 | ISH/BE/01971 | 0 |  | 0 | HOSPITAL | 22000 | 0 | 0 | 0 | 0 | 0 | 0 | 0 | 0 | 0 | 0 | 2024-02-28 | 1900-01-01 | 0 | [8 empty] | ICU |  |  |  | 0 | 0 | [12 empty] | admin | 2024-12-12 14:25 |  | NORAV MEDICAL | NECG-12 | M20C01040002 | INTENSIVE CARE UNIT SERVICES |  |  | 1 | B | 1 |  | SUN MEDICAL SYSTEMS SDN. BHD | SUN MEDICAL SYSTEMS SDN. BHD | STOR 220934 | GERMANY |  | SUN MEDICAL SYSTEM SDN. BHD |  |  | 0 | 0 | 0 | 0 |  |  |  |  | 2024-02-29 | KPJ Ipoh Specialist Hospital | 2 | [12 empty] | 2025-08-01 | 2026-02-01 | bar: FEB; AUG
163 | H07B100163 | 12647 | BEMS | B | - | ACT | C | H07 | BEMS | PATIENT MONITORING SYSTEM | PATIENT MONITORING SYSTEM | BA | HDU | L02 | ISH/BE/01642 | 0 |  | 0 | HOSPITAL | 0 | 0 | 0 | 0 | 0 | 0 | 0 | 0 | 0 | 0 | 0 |  | 1900-01-01 | 3 | [8 empty] | HDU |  |  |  | 0 | 0 | [12 empty] | admin | 2024-12-12 14:25 |  | MINDRAY | N17 | F2-11011908 | HIGH DEPENDENCY UNIT |  |  | 1 | B | 1 |  | SCHMIDT BIOMED TECH SDN BHD | SCHMIDT BIOMED TECH SDN BHD |  | CHINA |  | SCHMIDT BIOMEDTECH SDN BHD |  |  | 0 | 0 | 0 | 0 |  |  |  |  | 2021-02-04 | KPJ Ipoh Specialist Hospital | 2 | [12 empty] | 2025-08-01 | 2026-02-01 | bar: FEB; AUG
164 | H07B100164 | 12647 | BEMS | B | - | ACT | C | H07 | BEMS | PATIENT MONITORING SYSTEM | PATIENT MONITORING SYSTEM | BA | HDU | L02 | ISH/BE/01643 | 0 |  | 0 | HOSPITAL | 0 | 0 | 0 | 0 | 0 | 0 | 0 | 0 | 0 | 0 | 0 |  | 1900-01-01 | 3 | [8 empty] | HDU |  |  |  | 0 | 0 | [12 empty] | admin | 2024-12-12 14:25 |  | MINDRAY | N17 | F2-11011909 | HIGH DEPENDENCY UNIT |  |  | 1 | B | 1 |  | SCHMIDT BIOMED TECH SDN BHD | SCHMIDT BIOMED TECH SDN BHD |  | CHINA |  | SCHMIDT BIOMEDTECH SDN BHD |  |  | 0 | 0 | 0 | 0 |  |  |  |  | 2021-02-04 | KPJ Ipoh Specialist Hospital | 2 | [12 empty] | 2025-08-01 | 2026-02-01 | bar: FEB; AUG
165 | H07B100165 | 12647 | BEMS | B | - | ACT | C | H07 | BEMS | PATIENT MONITORING SYSTEM | PATIENT MONITORING SYSTEM | BA | HDU | L02 | ISH/BE/01644 | 0 |  | 0 | HOSPITAL | 0 | 0 | 0 | 0 | 0 | 0 | 0 | 0 | 0 | 0 | 0 |  | 1900-01-01 | 3 | [8 empty] | HDU |  |  |  | 0 | 0 | [12 empty] | admin | 2024-12-12 14:25 |  | MINDRAY | N17 | F2-11011910 | HIGH DEPENDENCY UNIT |  |  | 1 | B | 1 |  | SCHMIDT BIOMED TECH SDN BHD | SCHMIDT BIOMED TECH SDN BHD |  | CHINA |  | SCHMIDT BIOMEDTECH SDN BHD |  |  | 0 | 0 | 0 | 0 |  |  |  |  | 2021-02-04 | KPJ Ipoh Specialist Hospital | 2 | [12 empty] | 2025-08-01 | 2026-02-01 | bar: FEB; AUG
166 | H07B100166 | 12647 | BEMS | B | - | ACT | C | H07 | BEMS | PATIENT MONITORING SYSTEM | PATIENT MONITORING SYSTEM | BA | HDU | L02 | ISH/BE/01645 | 0 |  | 0 | HOSPITAL | 0 | 0 | 0 | 0 | 0 | 0 | 0 | 0 | 0 | 0 | 0 |  | 1900-01-01 | 3 | [8 empty] | HDU |  |  |  | 0 | 0 | [12 empty] | admin | 2024-12-12 14:25 |  | MINDRAY | N17 | F2-11011911 | HIGH DEPENDENCY UNIT |  |  | 1 | B | 1 |  | SCHMIDT BIOMED TECH SDN BHD | SCHMIDT BIOMED TECH SDN BHD |  | CHINA |  | SCHMIDT BIOMEDTECH SDN BHD |  |  | 0 | 0 | 0 | 0 |  |  |  |  | 2021-02-04 | KPJ Ipoh Specialist Hospital | 2 | [12 empty] | 2025-08-01 | 2026-02-01 | bar: FEB; AUG
167 | H07B100167 | 12647 | BEMS | B | - | ACT | C | H07 | BEMS | PATIENT MONITORING SYSTEM | PATIENT MONITORING SYSTEM | BA | HDU | L02 | ISH/BE/01646 | 0 |  | 0 | HOSPITAL | 0 | 0 | 0 | 0 | 0 | 0 | 0 | 0 | 0 | 0 | 0 |  | 1900-01-01 | 3 | [8 empty] | HDU |  |  |  | 0 | 0 | [12 empty] | admin | 2024-12-12 14:25 |  | MINDRAY | N17 | F2-11011912 | HIGH DEPENDENCY UNIT |  |  | 1 | B | 1 |  | SCHMIDT BIOMED TECH SDN BHD | SCHMIDT BIOMED TECH SDN BHD |  | CHINA |  | SCHMIDT BIOMEDTECH SDN BHD |  |  | 0 | 0 | 0 | 0 |  |  |  |  | 2021-02-04 | KPJ Ipoh Specialist Hospital | 2 | [12 empty] | 2025-08-01 | 2026-02-01 | bar: FEB; AUG
168 | H07B100168 | 12647 | BEMS | B | - | ACT | C | H07 | BEMS | PATIENT MONITORING SYSTEM | PATIENT MONITORING SYSTEM | BA | HDU | L02 | ISH/BE/01647 | 0 |  | 0 | HOSPITAL | 0 | 0 | 0 | 0 | 0 | 0 | 0 | 0 | 0 | 0 | 0 |  | 1900-01-01 | 3 | [8 empty] | HDU |  |  |  | 0 | 0 | [12 empty] | admin | 2024-12-12 14:25 |  | MINDRAY | N17 | F2-11011913 | HIGH DEPENDENCY UNIT |  |  | 1 | B | 1 |  | SCHMIDT BIOMED TECH SDN BHD | SCHMIDT BIOMED TECH SDN BHD |  | CHINA |  | SCHMIDT BIOMEDTECH SDN BHD |  |  | 0 | 0 | 0 | 0 |  |  |  |  | 2021-02-04 | KPJ Ipoh Specialist Hospital | 2 | [12 empty] | 2025-08-01 | 2026-02-01 | bar: FEB; AUG
208 | H07B100208 | 13037 | BEMS | B | - | ACT | C | H07 | BEMS | BILIBED | BILIBED | BA | NICU | L01 | ISH/BE/01427 | 0 |  | 0 | HOSPITAL | 17500 | 0 | 0 | 0 | 0 | 0 | 0 | 0 | 0 | 0 | 0 | 2018-07-01 | 1900-01-01 | 8 | [8 empty] | NICU |  |  |  | 0 | 0 | [12 empty] | admin | 2024-12-12 14:25 |  | GE | BILISOFT | HFAV60553 | NICU |  |  | 1 | B | 1 |  | GETZ HEALTHCARE (M) SDN BHD | GETZ HEALTHCARE (M) SDN BHD | STOR 130964(FA) | GERMANY |  | EXPERT HEALTHCARE SDN BHD |  |  | 0 | 0 | 0 | 0 |  |  |  |  | 2016-07-12 | KPJ Ipoh Specialist Hospital | 2 | [12 empty] | 2025-08-01 | 2026-02-01 | bar: FEB; AUG
218 | H07B100218 | 12647 | BEMS | B | - | ACT | C | H07 | BEMS | PATIENT MONITORING SYSTEM | PATIENT MONITORING SYSTEM | BA | NICU | L01 | ISH/BE/01672 | 0 |  | 0 | HOSPITAL | 55000 | 0 | 0 | 0 | 0 | 0 | 0 | 0 | 0 | 0 | 0 |  | 1900-01-01 | 3 | [8 empty] | NICU |  |  |  | 0 | 0 | [12 empty] | admin | 2024-12-12 14:25 |  | MINDRAY | N17 | F2-11011914 | NICU |  |  | 1 | B | 1 |  | SCHMIDT BIOMED TECH SDN BHD | SCHMIDT BIOMED TECH SDN BHD |  | CHINA |  | SCHMIDT BIOMEDTECH SDN BHD |  |  | 0 | 0 | 0 | 0 |  |  |  |  | 2021-02-05 | KPJ Ipoh Specialist Hospital | 2 | [12 empty] | 2025-08-01 | 2026-02-01 | bar: FEB; AUG
219 | H07B100219 | 12647 | BEMS | B | - | ACT | C | H07 | BEMS | PATIENT MONITORING SYSTEM | PATIENT MONITORING SYSTEM | BA | NICU | L01 | ISH/BE/01673 | 0 |  | 0 | HOSPITAL | 55000 | 0 | 0 | 0 | 0 | 0 | 0 | 0 | 0 | 0 | 0 |  | 1900-01-01 | 3 | [8 empty] | NICU |  |  |  | 0 | 0 | [12 empty] | admin | 2024-12-12 14:25 |  | MINDRAY | N17 | F2-11011915 | NICU |  |  | 1 | B | 1 |  | SCHMIDT BIOMED TECH SDN BHD | SCHMIDT BIOMED TECH SDN BHD |  | CHINA |  | SCHMIDT BIOMEDTECH SDN BHD |  |  | 0 | 0 | 0 | 0 |  |  |  |  | 2021-02-05 | KPJ Ipoh Specialist Hospital | 2 | [12 empty] | 2025-08-01 | 2026-02-01 | bar: FEB; AUG
226 | H07B100226 | 12647 | BEMS | B | - | ACT | C | H07 | BEMS | PATIENT MONITORING SYSTEM | PATIENT MONITORING SYSTEM | BA | CICU | L01 | ISH/BE/01503 | 0 |  | 0 | HOSPITAL | 75000 | 0 | 0 | 0 | 0 | 0 | 0 | 0 | 0 | 0 | 0 | 2019-01-01 | 1900-01-01 | 7 | [8 empty] | CICU |  |  |  | 0 | 0 | [12 empty] | admin | 2024-12-12 14:25 |  | PHILIPS | 865241 MX700 | DE58544534 | CARDIAC INTESIVE CARE UNIT |  |  | 1 | B | 1 |  | SUP100018 | IDS MEDICAL SYSTEM (M) SDN BHD | STOR 135439(FA) | GERMANY |  | IDS MEDICAL SYSTEM (M) SDN BHD |  |  | 0 | 0 | 0 | 0 |  |  |  |  | 2017-01-06 | KPJ Ipoh Specialist Hospital | 2 | [12 empty] | 2025-08-01 | 2026-02-01 | bar: FEB; AUG
227 | H07B100227 | 12647 | BEMS | B | - | ACT | C | H07 | BEMS | PATIENT MONITORING SYSTEM | PATIENT MONITORING SYSTEM | BA | CICU | L01 | ISH/BE/01506 | 0 |  | 0 | HOSPITAL | 75000 | 0 | 0 | 0 | 0 | 0 | 0 | 0 | 0 | 0 | 0 | 2019-01-01 | 1900-01-01 | 7 | [8 empty] | CICU |  |  |  | 0 | 0 | [12 empty] | admin | 2024-12-12 14:25 |  | PHILIPS | 865241 MX700 | DE58544551 | CARDIAC INTESIVE CARE UNIT |  |  | 1 | B | 1 |  | SUP100018 | IDS MEDICAL SYSTEM (M) SDN BHD | STOR 135439(FA) | GERMANY |  | IDS MEDICAL SYSTEM (M) SDN BHD |  |  | 0 | 0 | 0 | 0 |  |  |  |  | 2017-01-06 | KPJ Ipoh Specialist Hospital | 2 | [12 empty] | 2025-08-01 | 2026-02-01 | bar: FEB; AUG
228 | H07B100228 | 12647 | BEMS | B | - | ACT | C | H07 | BEMS | PATIENT MONITORING SYSTEM | PATIENT MONITORING SYSTEM | BA | CICU | L01 | ISH/BE/01507 | 0 |  | 0 | HOSPITAL | 75000 | 0 | 0 | 0 | 0 | 0 | 0 | 0 | 0 | 0 | 0 | 2019-01-01 | 1900-01-01 | 7 | [8 empty] | CICU |  |  |  | 0 | 0 | [12 empty] | admin | 2024-12-12 14:25 |  | PHILIPS | 865241 MX700 | DE58544540 | CARDIAC INTESIVE CARE UNIT |  |  | 1 | B | 1 |  | SUP100018 | IDS MEDICAL SYSTEM (M) SDN BHD | STOR 135439(FA) | GERMANY |  | IDS MEDICAL SYSTEM (M) SDN BHD |  |  | 0 | 0 | 0 | 0 |  |  |  |  | 2017-01-06 | KPJ Ipoh Specialist Hospital | 2 | [12 empty] | 2025-08-01 | 2026-02-01 | bar: FEB; AUG
253 | H07B100253 | 12647 | BEMS | B | - | ACT | C | H07 | BEMS | PATIENT MONITORING SYSTEM | PATIENT MONITORING SYSTEM | BA | OT | L01 | ISH/BE/00435 | 0 |  | 0 | HOSPITAL | 10500 | 0 | 0 | 0 | 0 | 0 | 0 | 0 | 0 | 0 | 0 |  | 1900-01-01 | 17 | [8 empty] | OT |  |  |  | 0 | 0 | [12 empty] | admin | 2024-12-12 14:25 |  | NIHON KOHDEN | OPV 1500K | O4725 | OPERATION THEATRE |  |  | 1 | B | 1 |  | LIFE TRONIC SDN.BHD | LIFE TRONIC SDN.BHD |  | JAPAN |  | PRINCIP ENGINEERING |  |  | 0 | 0 | 0 | 0 |  |  |  |  | 2007-06-23 | KPJ Ipoh Specialist Hospital | 2 | [12 empty] | 2025-08-01 | 2026-02-01 | bar: FEB; AUG
301 | H07B100301 | 14074 | BEMS | B | - | ACT | C | H07 | BEMS | AUTOMATIC TOURNIQUET | AUTOMATIC TOURNIQUET | BA | OT | L01 | ISH/BE/00726 | 0 |  | 0 | HOSPITAL | 18000 | 0 | 0 | 0 | 0 | 0 | 0 | 0 | 0 | 0 | 0 | 2010-12-01 | 1900-01-01 | 15 | [8 empty] | OT |  |  |  | 0 | 0 | [12 empty] | admin | 2024-12-12 14:25 |  | ZIMMER | AT S750 | 7509GAAH | OPERATION THEATRE |  |  | 1 | B | 1 |  | SERASI HEALTHCARE SDN BHD | SERASI HEALTHCARE SDN BHD |  | USA |  | PRINCIP ENGINEERING |  |  | 0 | 0 | 0 | 0 |  |  |  |  | 2009-04-12 | KPJ Ipoh Specialist Hospital | 2 | [13 empty] | 1900-06-30 | bar: JAN to DEC
332 | H07B100332 | 12537 | BEMS | B | - | ACT | C | H07 | BEMS | MICROSCOPE | MICROSCOPE | BA | OT | L01 | ISH/BE/01081 | 0 |  | 0 | HOSPITAL | 249900 | 0 | 0 | 0 | 0 | 0 | 0 | 0 | 0 | 0 | 0 | 2014-03-01 | 1900-01-01 | 11 | [8 empty] | OT |  |  |  | 0 | 0 | [12 empty] | admin | 2024-12-12 14:25 |  | CARL ZEISS | OPMI LUMERA | 6215121220 | OPERATION THEATRE |  |  | 1 | B | 1 |  | SUP100007 | CARL ZEISS SDN BHD | STOR 101773 | GERMANY |  | CARL ZEISS SDN BHD |  |  | 0 | 0 | 0 | 0 |  |  |  |  | 2013-08-03 | KPJ Ipoh Specialist Hospital | 2 | [12 empty] | 2025-08-01 | 2026-02-01 | bar: FEB; AUG
333 | H07B100333 | 12539 | BEMS | B | - | ACT | C | H07 | BEMS | MICROSCOPE | MICROSCOPE | BA | OT | L01 | ISH/BE/01570 | 0 |  | 0 | HOSPITAL | 900000 | 0 | 0 | 0 | 0 | 0 | 0 | 0 | 0 | 0 | 0 | 2020-05-01 | 1900-01-01 | 6 | [8 empty] | OT |  |  |  | 0 | 0 | [12 empty] | admin | 2024-12-12 14:25 |  | CARL ZEISS | OPMI PENTERO | 6637120711 | OPERATION THEATRE |  |  | 1 | B | 1 |  | SUP100007 | CARL ZEISS SDN BHD | STOR 156585 | GERMANY |  | CARL ZEISS SDN BHD |  |  | 0 | 0 | 0 | 0 |  |  |  |  | 2018-05-28 | KPJ Ipoh Specialist Hospital | 2 | [12 empty] | 2025-08-01 | 2026-02-01 | bar: FEB; AUG
392 | H07B100392 | 11758 | BEMS | B | - | ACT | C | H07 | BEMS | SURGICAL MOBILE C-ARM | SURGICAL MOBILE C-ARM | BA | OT | L01 | ISH/BE/01187 | 0 |  | 0 | HOSPITAL | 305000 | 0 | 0 | 0 | 0 | 0 | 0 | 0 | 0 | 0 | 0 | 2016-08-01 | 1900-01-01 | 10 | [8 empty] | OT |  |  |  | 0 | 0 | [12 empty] | admin | 2024-12-12 14:25 |  | SHIMADZU | OPESCOPE ACTENO | 41D6D8346001 | OPERATION THEATRE |  |  | 1 | B | 1 |  | SHIMADZU (ASIA PACIFIC) PTE.LTD | SHIMADZU (ASIA PACIFIC) PTE.LTD | STOR 114310 | JAPAN |  | SHIMADZU (ASIA PACIFIC) PTE.LTD |  |  | 0 | 0 | 0 | 0 |  |  |  |  | 2014-08-29 | KPJ Ipoh Specialist Hospital | 2 | [12 empty] | 2025-08-01 | 2026-02-01 | bar: FEB; AUG
459 | H07B100459 | 10447 | BEMS | B | - | ACT | C | H07 | BEMS | BLOOD WARMER | BLOOD WARMER | BA | OT | L01 | ISH/BE/01909 | 0 |  | 0 | HOSPITAL | 15000 | 0 | 0 | 0 | 0 | 0 | 0 | 0 | 0 | 0 | 0 |  | 1900-01-01 | 1 | [8 empty] | OT |  |  |  | 0 | 0 | [12 empty] | admin | 2024-12-12 14:25 |  | STIHLER | ASTOFLOW PLUS ECO | E06489-1 | OPERATION THEATRE |  |  | 1 | B | 1 |  | GEMILANG ASIA TECHNOLOGY | GEMILANG ASIA TECHNOLOGY | STOR 215649 | GERMANY |  | GEMILANG ASIA TECHNOLOGY |  |  | 0 | 0 | 0 | 0 |  |  |  |  | 2023-08-17 | KPJ Ipoh Specialist Hospital | 2 | [12 empty] | 2025-08-01 | 2026-02-01 | bar: FEB; AUG
460 | H07B100460 | 10447 | BEMS | B | - | ACT | C | H07 | BEMS | BLOOD WARMER | BLOOD WARMER | BA | OT | L01 | ISH/BE/01910 | 0 |  | 0 | HOSPITAL | 15000 | 0 | 0 | 0 | 0 | 0 | 0 | 0 | 0 | 0 | 0 |  | 1900-01-01 | 1 | [8 empty] | OT |  |  |  | 0 | 0 | [12 empty] | admin | 2024-12-12 14:25 |  | STIHLER | ASTOFLOW PLUS ECO | E06548 | OPERATION THEATRE |  |  | 1 | B | 1 |  | GEMILANG ASIA TECHNOLOGY | GEMILANG ASIA TECHNOLOGY | STOR 215649 | GERMANY |  | GEMILANG ASIA TECHNOLOGY |  |  | 0 | 0 | 0 | 0 |  |  |  |  | 2023-08-17 | KPJ Ipoh Specialist Hospital | 2 | [12 empty] | 2025-08-01 | 2026-02-01 | bar: FEB; AUG
533 | H07B100533 | 17203 | BEMS | B | - | ACT | C | H07 | BEMS | ULTRASOUND SYSTEM | ULTRASOUND SYSTEM | BA | A&E | GF | ISH/BE/01693 | 0 |  | 0 | HOSPITAL | 250000 | 0 | 0 | 0 | 0 | 0 | 0 | 0 | 0 | 0 | 0 | 2022-08-02 | 1900-01-01 | 2 | [8 empty] | A&E |  |  |  | 0 | 0 | [12 empty] | admin | 2024-12-12 14:25 |  | BK MEDICAL | BK SPECTO | 2001894 | ACCIDENT & EMERGENCY SERVICES |  |  | 1 | B | 1 |  | SUP100019 | MEDI-LIFE (M) SDN BHD | STOR 203608 | USA |  | MEDI-LIFE (M) SDN BHD |  |  | 0 | 0 | 0 | 0 |  |  |  |  | 2022-08-03 | KPJ Ipoh Specialist Hospital | 2 | [12 empty] | 2025-08-01 | 2026-02-01 | bar: FEB; AUG
534 | H07B100534 | 12636 | BEMS | B | - | ACT | C | H07 | BEMS | VITAL SIGN MONITOR | VITAL SIGN MONITOR | BA | A&E | GF | ISH/BE/01703 | 0 |  | 0 | HOSPITAL | 6800 | 0 | 0 | 0 | 0 | 0 | 0 | 0 | 0 | 0 | 0 | 2025-08-01 | 1900-01-01 | 2 | [8 empty] | A&E |  |  |  | 0 | 0 | [12 empty] | admin | 2024-12-12 14:25 |  | MINDRAY | VS 8 | AS5-24001340 | ACCIDENT & EMERGENCY SERVICES |  |  | 1 | B | 1 |  | LIFETRONIC SDN BHD | LIFETRONIC SDN BHD | STOR 204531 | CHINA |  | LIFETRONIC SDN BHD |  |  | 0 | 0 | 0 | 0 |  |  |  |  | 2022-08-18 | KPJ Ipoh Specialist Hospital | 2 | [12 empty] | 2025-08-01 | 2026-02-01 | bar: FEB; AUG
535 | H07B100535 | 13217 | BEMS | B | - | ACT | C | H07 | BEMS | SYRINGE PUMP | SYRINGE PUMP | BA | A&E | GF | ISH/BE/01710 | 0 |  | 0 | HOSPITAL | 3450 | 0 | 0 | 0 | 0 | 0 | 0 | 0 | 0 | 0 | 0 | 2024-08-01 | 1900-01-01 | 2 | [8 empty] | A&E |  |  |  | 0 | 0 | [12 empty] | admin | 2024-12-12 14:25 |  | TERUMO | TE*SS730N02 | 2109012156 | ACCIDENT & EMERGENCY SERVICES |  |  | 1 | B | 1 |  | SUMMIT COMPANY (M) SDN BHD | SUMMIT COMPANY (M) SDN BHD | STOR 204569 | JAPAN |  | SUMMIT COMPANY (MALAYSIA) SDN BHD |  |  | 0 | 0 | 0 | 0 |  |  |  |  | 2022-08-30 | KPJ Ipoh Specialist Hospital | 2 | [12 empty] | 2025-08-01 | 2026-02-01 | bar: FEB; AUG
551 | H07B100551 | 11407 | BEMS | B | - | ACT | C | H07 | BEMS | ELECTROCARDIOGRAPH | ELECTROCARDIOGRAPH | BA | A&E | GF | ISH/BE/01966 | 0 |  | 0 | HOSPITAL | 22000 | 0 | 0 | 0 | 0 | 0 | 0 | 0 | 0 | 0 | 0 | 2027-02-28 | 1900-01-01 | 0 | [8 empty] | A&E |  |  |  | 0 | 0 | [12 empty] | admin | 2024-12-12 14:25 |  | NORAV MEDICAL | NECG-12 | M12501830004 | ACCIDENT & EMERGENCY SERVICES |  |  | 1 | B | 1 |  | SUN MEDICAL SYSTEMS SDN. BHD | SUN MEDICAL SYSTEMS SDN. BHD | STOR 220952 | GERMANY |  | SUN MEDICAL SYSTEM SDN. BHD |  |  | 0 | 0 | 0 | 0 |  |  |  |  | 2024-02-29 | KPJ Ipoh Specialist Hospital | 2 | [12 empty] | 2025-08-01 | 2026-02-01 | bar: FEB; AUG
604 | H07B100604 | 15812 | BEMS | B | - | ACT | C | H07 | BEMS | DRYING CABINET | DRYING CABINET | BB | CAOT | L01 | ISH/BE/01762 | 0 |  | 0 | HOSPITAL | 28000 | 0 | 0 | 0 | 0 | 0 | 0 | 0 | 0 | 0 | 0 |  | 1900-01-01 | 1 | [8 empty] | CAOT |  |  |  | 0 | 0 | [12 empty] | admin | 2024-12-12 14:25 |  | TECH-LAB TECHNOLOGY SDN B | CAC-350SS | 5599350/2212 |  |  |  | 1 | B | 1 |  | SUP100004 | GEMILANG ASIA TECHNOLOGY SDN BHD | STOR 208932 | MALAYSIA |  | GEMILANG ASIA TECHNOLOGY |  |  | 0 | 0 | 0 | 0 |  |  |  |  | 2023-02-14 | KPJ Ipoh Specialist Hospital | 2 | [12 empty] | 2025-08-01 | 2026-02-01 | bar: FEB; AUG
643 | H07B100643 | 12387 | BEMS | B | - | ACT | C | H07 | BEMS | COMPUTERISED HOLTER SYSTEM | COMPUTERISED HOLTER SYSTEM | BB | DIAGNOSTIC CENTRE | L01 | ISH/BE/00285 | 0 |  | 0 | HOSPITAL | 20000 | 0 | 0 | 0 | 0 | 0 | 0 | 0 | 0 | 0 | 0 |  | 1900-01-01 | 18 | [8 empty] | DIAGNOSTIC CENTRE |  |  |  | 0 | 0 | [12 empty] | admin | 2024-12-12 14:25 |  | MONTARA | H-SCRIBE | 106151512147 |  |  |  | 1 | B | 1 |  | INSAN DAMAI SDN.BHD | INSAN DAMAI SDN.BHD |  | USA |  | BEMS ISH |  |  | 0 | 0 | 0 | 0 |  |  |  |  | 2006-05-26 | KPJ Ipoh Specialist Hospital | 2 | [12 empty] | 2025-10-01 | 2026-04-01 | bar: FEB; OCT
644 | H07B100644 | 12387 | BEMS | B | - | ACT | C | H07 | BEMS | HOLTER RECORDER | HOLTER RECORDER | BB | DIAGNOSTIC CENTRE | L01 | ISH/BE/00655 | 0 |  | 0 | HOSPITAL | 8000 | 0 | 0 | 0 | 0 | 0 | 0 | 0 | 0 | 0 | 0 |  | 1900-01-01 | 18 | [8 empty] | DIAGNOSTIC CENTRE |  |  |  | 0 | 0 | [12 empty] | admin | 2024-12-12 14:25 |  | MONTARA | H3+ | 105455150165 |  |  |  | 1 | B | 1 |  | INSAN DAMAI SDN.BHD | INSAN DAMAI SDN.BHD |  | USA |  | BEMS ISH |  |  | 0 | 0 | 0 | 0 |  |  |  |  | 2006-05-26 | KPJ Ipoh Specialist Hospital | 2 | [12 empty] | 2025-10-01 | 2026-04-01 | bar: FEB; OCT
645 | H07B100645 | 12387 | BEMS | B | - | ACT | C | H07 | BEMS | HOLTER RECORDER | HOLTER RECORDER | BB | DIAGNOSTIC CENTRE | L01 | ISH/BE/00656 | 0 |  | 0 | HOSPITAL | 8000 | 0 | 0 | 0 | 0 | 0 | 0 | 0 | 0 | 0 | 0 |  | 1900-01-01 | 18 | [8 empty] | DIAGNOSTIC CENTRE |  |  |  | 0 | 0 | [12 empty] | admin | 2024-12-12 14:25 |  | MONTARA | H3+ | 105312130165 |  |  |  | 1 | B | 1 |  | INSAN DAMAI SDN.BHD | INSAN DAMAI SDN.BHD |  | USA |  | BEMS ISH |  |  | 0 | 0 | 0 | 0 |  |  |  |  | 2006-05-26 | KPJ Ipoh Specialist Hospital | 2 | [12 empty] | 2025-10-01 | 2026-04-01 | bar: FEB; OCT
646 | H07B100646 | 12387 | BEMS | B | - | ACT | C | H07 | BEMS | HOLTER RECORDER | HOLTER RECORDER | BB | DIAGNOSTIC CENTRE | L01 | ISH/BE/00657 | 0 |  | 0 | HOSPITAL | 8000 | 0 | 0 | 0 | 0 | 0 | 0 | 0 | 0 | 0 | 0 |  | 1900-01-01 | 18 | [8 empty] | DIAGNOSTIC CENTRE |  |  |  | 0 | 0 | [12 empty] | admin | 2024-12-12 14:25 |  | MONTARA | H3+ | 106363335165 |  |  |  | 1 | B | 1 |  | INSAN DAMAI SDN.BHD | INSAN DAMAI SDN.BHD |  | USA |  | BEMS ISH |  |  | 0 | 0 | 0 | 0 |  |  |  |  | 2006-05-26 | KPJ Ipoh Specialist Hospital | 2 | [12 empty] | 2025-10-01 | 2026-04-01 | bar: FEB; OCT
667 | H07B100667 | 17204 | BEMS | B | - | ACT | C | H07 | BEMS | SCANNING SYSTEMS, ULTRASONIC | SCANNING SYSTEMS, ULTRASONIC | BB | DIAGNOSTIC CENTRE | L01 | ISH/BE/01509 | 0 |  | 0 | HOSPITAL | 600000 | 0 | 0 | 0 | 0 | 0 | 0 | 0 | 0 | 0 | 0 | 2020-03-01 | 1900-01-01 | 7 | [8 empty] | DIAGNOSTIC CENTRE |  |  |  | 0 | 0 | [12 empty] | admin | 2024-12-12 14:25 |  | GE | H45571GJ | 10772VE9 |  |  |  | 1 | B | 1 |  | SCHMIDT BIOMED TECH SDN BHD | SCHMIDT BIOMED TECH SDN BHD |  | GERMANY |  | I MEDIC IMAGING SDN BHD |  |  | 0 | 0 | 0 | 0 |  |  |  |  | 2017-03-28 | KPJ Ipoh Specialist Hospital | 2 | [12 empty] | 2025-08-01 | 2026-02-01 | bar: FEB; AUG
668 | H07B100668 | 17204 | BEMS | B | - | ACT | C | H07 | BEMS | SCANNING SYSTEMS, ULTRASONIC | SCANNING SYSTEMS, ULTRASONIC | BB | DIAGNOSTIC CENTRE | L01 | ISH/BE/01664 | 0 |  | 0 | HOSPITAL | 380000 | 0 | 0 | 0 | 0 | 0 | 0 | 0 | 0 | 0 | 0 | 2022-09-01 | 1900-01-01 | 5 | [8 empty] | DIAGNOSTIC CENTRE |  |  |  | 0 | 0 | [12 empty] | admin | 2024-12-12 14:25 |  | GE | S70 | 210921S70N |  |  |  | 1 | B | 1 |  | I MEDIC SDN BHD | I MEDIC SDN BHD |  | GERMANY |  | I MEDIC IMAGING SDN BHD |  |  | 0 | 0 | 0 | 0 |  |  |  |  | 2019-11-05 | KPJ Ipoh Specialist Hospital | 2 | [12 empty] | 2025-08-01 | 2026-02-01 | bar: FEB; AUG
708 | H07B100708 | 11467 | BEMS | B | - | ACT | C | H07 | BEMS | ELECTROENCEPHALOGRAPH | ELECTROENCEPHALOGRAPH | BB | DIAGNOSTIC CENTRE | L01 | ISH/BE/01903 | 0 |  | 0 | HOSPITAL | 119500 | 0 | 0 | 0 | 0 | 0 | 0 | 0 | 0 | 0 | 0 | 2025-07-08 | 1900-01-01 | 1 | [8 empty] | DIAGNOSTIC CENTRE |  |  |  | 0 | 0 | [12 empty] | admin | 2024-12-12 14:25 |  | NATUS NEUROWORKS | EEG32U | 10399N3459 |  |  |  | 1 | B | 1 |  | DAN MEDIK SDN BHD | DAN MEDIK SDN BHD | STOR 214876 | JAPAN |  | DAN MEDIK SDN BHD |  |  | 0 | 0 | 0 | 0 |  |  |  |  | 2023-08-08 | KPJ Ipoh Specialist Hospital | 2 | [12 empty] | 2025-08-01 | 2026-02-01 | bar: FEB; AUG
713 | H07B100713 | 11407 | BEMS | B | - | ACT | C | H07 | BEMS | ELECTROCARDIOGRAPH | ELECTROCARDIOGRAPH | BB | DIAGNOSTIC CENTRE | L01 | ISH/BE/01967 | 0 |  | 0 | HOSPITAL | 22000 | 0 | 0 | 0 | 0 | 0 | 0 | 0 | 0 | 0 | 0 | 2024-02-29 | 1900-01-01 | 0 | [8 empty] | DIAGNOSTIC CENTRE |  |  |  | 0 | 0 | [12 empty] | admin | 2024-12-12 14:25 |  | NORAV MEDICAL | NECG-12 | M17510780008 |  |  |  | 1 | B | 1 |  | SUN MEDICAL SYSTEMS SDN. BHD | SUN MEDICAL SYSTEMS SDN. BHD | STOR 220952 | GERMANY |  | SUN MEDICAL SYSTEM SDN. BHD |  |  | 0 | 0 | 0 | 0 |  |  |  |  | 2024-02-29 | KPJ Ipoh Specialist Hospital | 2 | [12 empty] | 2025-08-01 | 2026-02-01 | bar: FEB; AUG
759 | H07B100759 | 13469 | BEMS | B | - | ACT | C | H07 | BEMS | CT SCANNER | CT SCANNER | BA | DIAGNOSTIC IMAGING | L01 | ISH/BE/01594 | 0 |  | 0 | HOSPITAL | 3000000 | 0 | 0 | 0 | 0 | 0 | 0 | 0 | 0 | 0 | 0 | 2022-07-01 | 1900-01-01 | 5 | [8 empty] | DIAGNOSTIC IMAGING |  |  |  | 0 | 0 | [12 empty] | admin | 2024-12-12 14:25 |  | SIEMENS | SOMATOM DEFINITION EDGE | 83908 |  |  |  | 1 | B | 1 |  | SUP100006 | SIEMENS HEALTHCARE SDN BHD | STOR 166007 | GERMANY |  | SIEMENS HEALTHCARE SDN BHD |  |  | 0 | 0 | 0 | 0 |  |  |  |  | 2019-06-26 | KPJ Ipoh Specialist Hospital | 2 | [12 empty] | 2025-08-01 | 2026-02-01 | bar: FEB; AUG
777 | H07B100777 | 12636 | BEMS | B | - | ACT | C | H07 | BEMS | VITAL SIGN MONITOR | VITAL SIGN MONITOR | BA | DIALYSIS CENTRE | GF | ISH/BE/01701 | 0 |  | 0 | HOSPITAL | 6800 | 0 | 0 | 0 | 0 | 0 | 0 | 0 | 0 | 0 | 0 | 2025-08-01 | 1900-01-01 | 2 | [8 empty] | DIALYSIS CENTRE |  |  |  | 0 | 0 | [12 empty] | admin | 2024-12-12 14:25 |  | MINDRAY | VS 8 | AS5-24001352 |  |  |  | 1 | B | 1 |  | LIFETRONIC SDN BHD | LIFETRONIC SDN BHD | STOR 204531 | CHINA |  | LIFETRONIC SDN BHD |  |  | 0 | 0 | 0 | 0 |  |  |  |  | 2022-08-18 | KPJ Ipoh Specialist Hospital | 2 | [12 empty] | 2025-08-01 | 2026-02-01 | bar: FEB; AUG
783 | H07B100783 | 12636 | BEMS | B | - | ACT | C | H07 | BEMS | VITAL SIGN MONITOR | VITAL SIGN MONITOR | BA | DIALYSIS CENTRE | GF | ISH/BE/01904 | 0 |  | 0 | HOSPITAL | 6250 | 0 | 0 | 0 | 0 | 0 | 0 | 0 | 0 | 0 | 0 |  | 1900-01-01 | 1 | [8 empty] | DIALYSIS CENTRE |  |  |  | 0 | 0 | [12 empty] | admin | 2024-12-12 14:25 |  | NIHON KOHDEN | SVM-7260 | 01361 |  |  |  | 1 | B | 1 |  | STAR MEDICAL SYSTEM (M) SDN BHD | STAR MEDICAL SYSTEM (M) SDN BHD | STOR 215758 | JAPAN |  | STAR MEDICAL SYSTEM (M) SDN BHD |  |  | 0 | 0 | 0 | 0 |  |  |  |  | 2023-08-15 | KPJ Ipoh Specialist Hospital | 2 | [12 empty] | 2025-08-01 | 2026-02-01 | bar: FEB; AUG
784 | H07B100784 | 12636 | BEMS | B | - | ACT | C | H07 | BEMS | VITAL SIGN MONITOR | VITAL SIGN MONITOR | BA | DIALYSIS CENTRE | GF | ISH/BE/01905 | 0 |  | 0 | HOSPITAL | 6250 | 0 | 0 | 0 | 0 | 0 | 0 | 0 | 0 | 0 | 0 |  | 1900-01-01 | 1 | [8 empty] | DIALYSIS CENTRE |  |  |  | 0 | 0 | [12 empty] | admin | 2024-12-12 14:25 |  | NIHON KOHDEN | SVM-7260 | 01362 |  |  |  | 1 | B | 1 |  | STAR MEDICAL SYSTEM (M) SDN BHD | STAR MEDICAL SYSTEM (M) SDN BHD | STOR 215758 | JAPAN |  | STAR MEDICAL SYSTEM (M) SDN BHD |  |  | 0 | 0 | 0 | 0 |  |  |  |  | 2023-08-15 | KPJ Ipoh Specialist Hospital | 2 | [12 empty] | 2025-08-01 | 2026-02-01 | bar: FEB; AUG
785 | H07B100785 | 12636 | BEMS | B | - | ACT | C | H07 | BEMS | VITAL SIGN MONITOR | VITAL SIGN MONITOR | BA | DIALYSIS CENTRE | GF | ISH/BE/01906 | 0 |  | 0 | HOSPITAL | 6250 | 0 | 0 | 0 | 0 | 0 | 0 | 0 | 0 | 0 | 0 |  | 1900-01-01 | 1 | [8 empty] | DIALYSIS CENTRE |  |  |  | 0 | 0 | [12 empty] | admin | 2024-12-12 14:25 |  | NIHON KOHDEN | SVM-7260 | 01383 |  |  |  | 1 | B | 1 |  | STAR MEDICAL SYSTEM (M) SDN BHD | STAR MEDICAL SYSTEM (M) SDN BHD | STOR 215762 | JAPAN |  | STAR MEDICAL SYSTEM (M) SDN BHD |  |  | 0 | 0 | 0 | 0 |  |  |  |  | 2023-08-15 | KPJ Ipoh Specialist Hospital | 2 | [12 empty] | 2025-08-01 | 2026-02-01 | bar: FEB; AUG
786 | H07B100786 | 12636 | BEMS | B | - | ACT | C | H07 | BEMS | VITAL SIGN MONITOR | VITAL SIGN MONITOR | BA | DIALYSIS CENTRE | GF | ISH/BE/01907 | 0 |  | 0 | HOSPITAL | 6250 | 0 | 0 | 0 | 0 | 0 | 0 | 0 | 0 | 0 | 0 |  | 1900-01-01 | 1 | [8 empty] | DIALYSIS CENTRE |  |  |  | 0 | 0 | [12 empty] | admin | 2024-12-12 14:25 |  | NIHON KOHDEN | SVM-7260 | 01384 |  |  |  | 1 | B | 1 |  | STAR MEDICAL SYSTEM (M) SDN BHD | STAR MEDICAL SYSTEM (M) SDN BHD | STOR 215762 | JAPAN |  | STAR MEDICAL SYSTEM (M) SDN BHD |  |  | 0 | 0 | 0 | 0 |  |  |  |  | 2023-08-15 | KPJ Ipoh Specialist Hospital | 2 | [12 empty] | 2025-08-01 | 2026-02-01 | bar: FEB; AUG
787 | H07B100787 | 12636 | BEMS | B | - | ACT | C | H07 | BEMS | VITAL SIGN MONITOR | VITAL SIGN MONITOR | BA | DIALYSIS CENTRE | GF | ISH/BE/01908 | 0 |  | 0 | HOSPITAL | 6250 | 0 | 0 | 0 | 0 | 0 | 0 | 0 | 0 | 0 | 0 |  | 1900-01-01 | 1 | [8 empty] | DIALYSIS CENTRE |  |  |  | 0 | 0 | [12 empty] | admin | 2024-12-12 14:25 |  | NIHON KOHDEN | SVM-7260 | 01385 |  |  |  | 1 | B | 1 |  | STAR MEDICAL SYSTEM (M) SDN BHD | STAR MEDICAL SYSTEM (M) SDN BHD | STOR 215762 | JAPAN |  | STAR MEDICAL SYSTEM (M) SDN BHD |  |  | 0 | 0 | 0 | 0 |  |  |  |  | 2023-08-15 | KPJ Ipoh Specialist Hospital | 2 | [12 empty] | 2025-08-01 | 2026-02-01 | bar: FEB; AUG
855 | H07B100855 | 12701 | BEMS | B | - | ACT | C | H07 | BEMS | VISUAL FIELD ANALYZER | VISUAL FIELD ANALYZER | BB | DR ONG LIEH BIN | L02 | ISH/BE/01214 | 0 |  | 0 | HOSPITAL | 41500 | 0 | 0 | 0 | 0 | 0 | 0 | 0 | 0 | 0 | 0 | 2016-01-01 | 1900-01-01 | 9 | [8 empty] | DR ONG LIEH BIN |  |  |  | 0 | 0 | [12 empty] | admin | 2024-12-12 14:25 |  | OCULUS | EASYFIELD | 15000 8952 4180 |  |  |  | 1 | B | 1 |  | OPHTHALMIC INSTRUMENTS (M) SDN BHD | OPHTHALMIC INSTRUMENTS (M) SDN BHD | STOR 118083(FA) | GERMANY |  | OPTHALMIC INSTRUMENTS (M) SDN BHD |  |  | 0 | 0 | 0 | 0 |  |  |  |  | 2015-01-14 | KPJ Ipoh Specialist Hospital | 2 | [12 empty] | 2025-08-01 | 2026-02-01 | bar: FEB; AUG
865 | H07B100865 | - | BEMS | B | - | ACT | C | H07 | BEMS | LCD VISION CHART | LCD VISION CHART | BB | DR JASVINDER | L01 | ISH/BE/01671 | 0 |  | 0 | HOSPITAL | 6500 | 0 | 0 | 0 | 0 | 0 | 0 | 0 | 0 | 0 | 0 | 2022-02-24 | 1900-01-01 | 2 | [8 empty] | DR JASVINDER |  |  |  | 0 | 0 | [12 empty] | admin | 2024-12-12 14:25 |  | GRAND SEIKO | GV-900 | L1NDJG002 |  |  |  | 1 | B | 1 |  | OPTHALMIC INSTRUMENTS (M) SDN BHD | OPTHALMIC INSTRUMENTS (M) SDN BHD |  | JAPAN |  | OPTHALMIC INSTRUMENTS (M) SDN BHD |  |  | 0 | 0 | 0 | 0 |  |  |  |  | 2022-02-22 | KPJ Ipoh Specialist Hospital | 2 | [12 empty] | 2025-08-01 | 2026-02-01 | bar: FEB; AUG
947 | H07B100947 | 12636 | BEMS | B | - | ACT | C | H07 | BEMS | VITAL SIGN MONITOR | VITAL SIGN MONITOR | BB | PREMIER WARD | L05 | ISH/BE/01696 | 0 |  | 0 | HOSPITAL | 6800 | 0 | 0 | 0 | 0 | 0 | 0 | 0 | 0 | 0 | 0 | 2025-08-01 | 1900-01-01 | 2 | [8 empty] | PREMIER WARD |  |  |  | 0 | 0 | [12 empty] | admin | 2024-12-12 14:25 |  | MINDRAY | VS 8 | AS5-24001341 |  |  |  | 1 | B | 1 |  | LIFETRONIC SDN BHD | LIFETRONIC SDN BHD | STOR 204531 | CHINA |  | LIFETRONIC SDN BHD |  |  | 0 | 0 | 0 | 0 |  |  |  |  | 2022-08-18 | KPJ Ipoh Specialist Hospital | 2 | [12 empty] | 2025-08-01 | 2026-02-01 | bar: FEB; AUG
948 | H07B100948 | 13217 | BEMS | B | - | ACT | C | H07 | BEMS | SYRINGE PUMP | SYRINGE PUMP | BB | PREMIER WARD | L05 | ISH/BE/01716 | 0 |  | 0 | HOSPITAL | 3450 | 0 | 0 | 0 | 0 | 0 | 0 | 0 | 0 | 0 | 0 | 2024-08-01 | 1900-01-01 | 2 | [8 empty] | PREMIER WARD |  |  |  | 0 | 0 | [12 empty] | admin | 2024-12-12 14:25 |  | TERUMO | TE*SS730N02 | 2109012247 |  |  |  | 1 | B | 1 |  | SUMMIT COMPANY (M) SDN BHD | SUMMIT COMPANY (M) SDN BHD | STOR 204569 | JAPAN |  | SUMMIT COMPANY (MALAYSIA) SDN BHD |  |  | 0 | 0 | 0 | 0 |  |  |  |  | 2022-08-30 | KPJ Ipoh Specialist Hospital | 2 | [12 empty] | 2025-08-01 | 2026-02-01 | bar: FEB; AUG
952 | H07B100952 | 11407 | BEMS | B | - | ACT | C | H07 | BEMS | ELECTROCARDIOGRAPH | ELECTROCARDIOGRAPH | BB | PREMIER WARD | L05 | ISH/BE/01970 | 0 |  | 0 | HOSPITAL | 22000 | 0 | 0 | 0 | 0 | 0 | 0 | 0 | 0 | 0 | 0 | 2027-02-28 | 1900-01-01 | 0 | [8 empty] | PREMIER WARD |  |  |  | 0 | 0 | [12 empty] | admin | 2024-12-12 14:25 |  | NORAV MEDICAL | NECG-12 | M20C01040003 |  |  |  | 1 | B | 1 |  | SUN MEDICAL SYSTEMS SDN. BHD | SUN MEDICAL SYSTEMS SDN. BHD | STOR 221060 | GERMANY |  | SUN MEDICAL SYSTEM SDN. BHD |  |  | 0 | 0 | 0 | 0 |  |  |  |  | 2024-02-29 | KPJ Ipoh Specialist Hospital | 2 | [12 empty] | 2025-08-01 | 2026-02-01 | bar: FEB; AUG
998 | H07B100998 | - | BEMS | B | - | ACT | C | H07 | BEMS | INCUBATORS | INCUBATORS | BA | WARD 1 | L01 | ISH/BE/00109 | 0 |  | 0 | HOSPITAL | 35000 | 0 | 0 | 0 | 0 | 0 | 0 | 0 | 0 | 0 | 0 | 2009-05-01 | 1900-01-01 | 16 | [8 empty] | WARD 1 |  |  |  | 0 | 0 | [12 empty] | admin | 2024-12-12 14:25 |  | ISOLETTE | C450QT | ST09476 | WARD 1 |  |  | 1 | B | 1 |  | SUP100018 | IDS MEDICAL SYSTEM (M) SDN BHD |  | GERMANY |  | PRINCIP ENGINEERING |  |  | 0 | 0 | 0 | 0 |  |  |  |  | 2008-06-05 | KPJ Ipoh Specialist Hospital | 2 | [12 empty] | 2025-08-01 | 2026-02-01 | bar: FEB; AUG
1039 | H07B101039 | 12636 | BEMS | B | - | ACT | C | H07 | BEMS | PATIENT MONITORING SYSTEM | PATIENT MONITORING SYSTEM | BA | WARD 1 | L01 | ISH/BE/01430 | 0 |  | 0 | HOSPITAL | 12500 | 0 | 0 | 0 | 0 | 0 | 0 | 0 | 0 | 0 | 0 | 2017-08-01 | 1900-01-01 | 8 | [8 empty] | WARD 1 |  |  |  | 0 | 0 | [12 empty] | admin | 2024-12-12 14:25 |  | NIHON KOHDEN | PVM-2701 / VISMO | 09334 | WARD 1 |  |  | 1 | B | 1 |  | PERNIAGAAN MEGA MEDIK | PERNIAGAAN MEGA MEDIK | STOR 130966(FA) | JAPAN |  | PRINCIP ENGINEERING |  |  | 0 | 0 | 0 | 0 |  |  |  |  | 2016-08-11 | KPJ Ipoh Specialist Hospital | 2 | [12 empty] | 2025-08-01 | 2026-02-01 | bar: FEB; AUG
1040 | H07B101040 | 12636 | BEMS | B | - | ACT | C | H07 | BEMS | PATIENT MONITORING SYSTEM | PATIENT MONITORING SYSTEM | BA | WARD 1 | L01 | ISH/BE/01431 | 0 |  | 0 | HOSPITAL | 12500 | 0 | 0 | 0 | 0 | 0 | 0 | 0 | 0 | 0 | 0 | 2017-08-01 | 1900-01-01 | 8 | [8 empty] | WARD 1 |  |  |  | 0 | 0 | [12 empty] | admin | 2024-12-12 14:25 |  | NIHON KOHDEN | PVM-2701 / VISMO | 09366 | WARD 1 |  |  | 1 | B | 1 |  | PERNIAGAAN MEGA MEDIK | PERNIAGAAN MEGA MEDIK | STOR 130966(FA) | JAPAN |  | PRINCIP ENGINEERING |  |  | 0 | 0 | 0 | 0 |  |  |  |  | 2016-08-11 | KPJ Ipoh Specialist Hospital | 2 | [12 empty] | 2025-08-01 | 2026-02-01 | bar: FEB; AUG
1065 | H07B101065 | 17203 | BEMS | B | - | ACT | C | H07 | BEMS | ULTRASOUND SYSTEM | ULTRASOUND SYSTEM | BA | WARD 1 | L01 | ISH/BE/02034 | 0 |  | 0 | HOSPITAL | 86000 | 0 | 0 | 0 | 0 | 0 | 0 | 0 | 0 | 0 | 0 | 2027-08-12 | 1900-01-01 | 0 | [8 empty] | WARD 1 |  |  |  | 0 | 0 | [12 empty] | admin | 2024-12-12 14:25 |  | MINDRAY | CONSONA N6 | LR5-3B001411 | WARD 1 |  |  | 1 | B | 1 |  | INFINITY MEDICAL SDN BHD | INFINITY MEDICAL SDN BHD | STOR 227925 | CHINA |  | INFINITY MEDICAL SDN BHD |  |  | 0 | 0 | 0 | 0 |  |  |  |  | 2024-08-13 | KPJ Ipoh Specialist Hospital | 2 | [12 empty] | 2025-08-01 | 2026-02-01 | bar: FEB; AUG
1084 | H07B101084 | 13215 | BEMS | B | - | ACT | C | H07 | BEMS | INFUSION PUMP | INFUSION PUMP | BB | WARD 7B | L03 | ISH/BE/01820 | 0 |  | 0 | HOSPITAL | 4730 | 0 | 0 | 0 | 0 | 0 | 0 | 0 | 0 | 0 | 0 | 2025-02-05 | 1900-01-01 | 1 | [8 empty] | WARD 7B |  |  |  | 0 | 0 | [12 empty] | admin | 2024-12-12 14:25 |  | TERUMO | TE*LM730A03 | 2008010064 | WARD 7B |  |  | 1 | B | 1 |  | SUMMIT COMPANY (MALAYSIA) SDN BHD | SUMMIT COMPANY (MALAYSIA) SDN BHD | STOR 211730 | JAPAN |  | SUMMIT COMPANY (MALAYSIA) SDN BHD |  |  | 0 | 0 | 0 | 0 |  |  |  |  | 2023-03-05 | KPJ Ipoh Specialist Hospital | 2 | [12 empty] | 2025-08-01 | 2026-02-01 | bar: FEB; AUG
1121 | H07B101121 | 11407 | BEMS | B | - | ACT | C | H07 | BEMS | ELECTROCARDIOGRAPH | ELECTROCARDIOGRAPH | BA | WARD 3 | L02 | ISH/BE/01968 | 0 |  | 0 | HOSPITAL | 22000 | 0 | 0 | 0 | 0 | 0 | 0 | 0 | 0 | 0 | 0 | 2024-02-29 | 1900-01-01 | 0 | [8 empty] | WARD 3 |  |  |  | 0 | 0 | [12 empty] | admin | 2024-12-12 14:25 |  | NORAV MEDICAL | NECG-12 | M20C01040006 | WARD 3 |  |  | 1 | B | 1 |  | SUN MEDICAL SYSTEMS SDN. BHD | SUN MEDICAL SYSTEMS SDN. BHD | STOR 220934 | GERMANY |  | SUN MEDICAL SYSTEM SDN. BHD |  |  | 0 | 0 | 0 | 0 |  |  |  |  | 2024-02-29 | KPJ Ipoh Specialist Hospital | 2 | [12 empty] | 2025-08-01 | 2026-02-01 | bar: FEB; AUG
1131 | H07B101131 | 12636 | BEMS | B | - | ACT | C | H07 | BEMS | VITAL SIGN MONITOR | VITAL SIGN MONITOR | BA | WARD 5 | L02 | ISH/BE/01699 | 0 |  | 0 | HOSPITAL | 6800 | 0 | 0 | 0 | 0 | 0 | 0 | 0 | 0 | 0 | 0 | 2025-08-01 | 1900-01-01 | 2 | [8 empty] | WARD 5 |  |  |  | 0 | 0 | [12 empty] | admin | 2024-12-12 14:25 |  | MINDRAY | VS 8 | AS5-24001347 | WARD 5 |  |  | 1 | B | 1 |  | LIFETRONIC SDN BHD | LIFETRONIC SDN BHD | STOR 204531 | CHINA |  | LIFETRONIC SDN BHD |  |  | 0 | 0 | 0 | 0 |  |  |  |  | 2022-08-18 | KPJ Ipoh Specialist Hospital | 2 | [12 empty] | 2025-08-01 | 2026-02-01 | bar: FEB; AUG
1162 | H07B101162 | 12636 | BEMS | B | - | ACT | C | H07 | BEMS | VITAL SIGN MONITOR | VITAL SIGN MONITOR | BA | WARD 2 | L02 | ISH/BE/01700 | 0 |  |  | HOSPITAL | 6800 | 0 | 0 | 0 | 0 | 0 | 0 | 0 | 0 | 0 | 0 | 2025-08-01 | 1900-01-01 | 2 | [8 empty] | WARD 2 |  |  |  | 0 | 0 | [12 empty] | admin | 2024-12-12 14:25 |  | MINDRAY | VS 8 | AS5-24001349 | WARD 2 |  |  | 1 | B | 1 |  | LIFETRONIC SDN BHD | LIFETRONIC SDN BHD | STOR 204531 | CHINA |  | LIFETRONIC SDN BHD |  |  | 0 | 0 | 0 | 0 |  |  |  |  | 2022-08-18 | KPJ Ipoh Specialist Hospital | 2 | [12 empty] | 2025-08-01 | 2026-02-01 | bar: FEB; AUG
1197 | H07B101197 | 11407 | BEMS | B | - | ACT | C | H07 | BEMS | ELECTROCARDIOGRAPH | ELECTROCARDIOGRAPH | BB | WARD 7A | L03 | ISH/BE/01969 | 0 |  |  | HOSPITAL | 22000 | 0 | 0 | 0 | 0 | 0 | 0 | 0 | 0 | 0 | 0 | 2027-02-28 | 1900-01-01 | 0 | [8 empty] | WARD 7A |  |  |  | 0 | 0 | [12 empty] | admin | 2024-12-12 14:25 |  | NORAV MEDICAL | NECG-12 | M20C01040001 | WARD 7A |  |  | 1 | B | 1 |  | SUN MEDICAL SYSTEMS SDN. BHD | SUN MEDICAL SYSTEMS SDN. BHD | STOR 221060 | GERMANY |  | SUN MEDICAL SYSTEM SDN. BHD |  |  | 0 | 0 | 0 | 0 |  |  |  |  | 2024-02-29 | KPJ Ipoh Specialist Hospital | 2 | [12 empty] | 2025-08-01 | 2026-02-01 | bar: FEB; AUG
1205 | H07B101205 | - | BEMS | B | - | ACT | C | H07 | BEMS | OPTHALMIC REFRACTION UNIT | OPTHALMIC REFRACTION UNIT | BA | LASIK UNIT | GF | ISH/BE/00997 | 0 |  | 0 | HOSPITAL | 13000 | 0 | 0 | 0 | 0 | 0 | 0 | 0 | 0 | 0 | 0 | 2012-06-01 | 1900-01-01 | 13 | [8 empty] | LASIK UNIT |  |  |  | 0 | 0 | [12 empty] | admin | 2024-12-12 14:25 |  | PLANTECH | CS-04 | 4080411 |  |  |  | 1 | B | 1 |  | OPHTHALMIC INSTRUMENTS (M) SDN BHD | OPHTHALMIC INSTRUMENTS (M) SDN BHD | SMIC099CS-0409 | GERMANY |  | OPTHALMIC INSTRUMENTS (M) SDN BHD |  |  | 0 | 0 | 0 | 0 |  |  |  |  | 2011-06-29 | KPJ Ipoh Specialist Hospital | 2 | [12 empty] | 2025-08-01 | 2026-02-01 | bar: FEB; AUG
1206 | H07B101206 | - | BEMS | B | - | ACT | C | H07 | BEMS | AUTO KARATOC REFRACTOMETER | AUTO KARATOC REFRACTOMETER | BA | LASIK UNIT | GF | ISH/BE/00998 | 0 |  | 0 | HOSPITAL | 26000 | 0 | 0 | 0 | 0 | 0 | 0 | 0 | 0 | 0 | 0 | 2012-06-01 | 1900-01-01 | 13 | [8 empty] | LASIK UNIT |  |  |  | 0 | 0 | [12 empty] | admin | 2024-12-12 14:25 |  | POTEC | PRK-6000 | K60J15F |  |  |  | 1 | B | 1 |  | OPHTHALMIC INSTRUMENTS (M) SDN BHD | OPHTHALMIC INSTRUMENTS (M) SDN BHD | STOR 89179 | GERMANY |  | OPTHALMIC INSTRUMENTS (M) SDN BHD |  |  | 0 | 0 | 0 | 0 |  |  |  |  | 2011-06-29 | KPJ Ipoh Specialist Hospital | 2 | [12 empty] | 2025-08-01 | 2026-02-01 | bar: FEB; AUG
1207 | H07B101207 | - | BEMS | B | - | ACT | C | H07 | BEMS | AUTO LENSMETER | AUTO LENSMETER | BA | LASIK UNIT | GF | ISH/BE/00999 | 0 |  | 0 | HOSPITAL | 9000 | 0 | 0 | 0 | 0 | 0 | 0 | 0 | 0 | 0 | 0 | 2012-06-01 | 1900-01-01 | 13 | [8 empty] | LASIK UNIT |  |  |  | 0 | 0 | [12 empty] | admin | 2024-12-12 14:25 |  | SHIN-NIPPON | SLM-5000 | 606567 |  |  |  | 1 | B | 1 |  | OPHTHALMIC INSTRUMENTS (M) SDN BHD | OPHTHALMIC INSTRUMENTS (M) SDN BHD | SENS099SLM-500009 | JAPAN |  | OPTHALMIC INSTRUMENTS (M) SDN BHD |  |  | 0 | 0 | 0 | 0 |  |  |  |  | 2011-06-29 | KPJ Ipoh Specialist Hospital | 2 | [12 empty] | 2025-08-01 | 2026-02-01 | bar: FEB; AUG
1208 | H07B101208 | - | BEMS | B | - | ACT | C | H07 | BEMS | SMART CHART PRO ACUITY SYSTEM | SMART CHART PRO ACUITY SYSTEM | BA | LASIK UNIT | GF | ISH/BE/01000 | 0 |  | 0 | HOSPITAL | 15000 | 0 | 0 | 0 | 0 | 0 | 0 | 0 | 0 | 0 | 0 | 2012-06-01 | 1900-01-01 | 13 | [8 empty] | LASIK UNIT |  |  |  | 0 | 0 | [12 empty] | admin | 2024-12-12 14:25 |  | OPTO | CP-400 | 0GAA0035 |  |  |  | 1 | B | 1 |  | OPHTHALMIC INSTRUMENTS (M) SDN BHD | OPHTHALMIC INSTRUMENTS (M) SDN BHD | SCHA100CP-40010 | GERMANY |  | OPTHALMIC INSTRUMENTS (M) SDN BHD |  |  | 0 | 0 | 0 | 0 |  |  |  |  | 2011-06-29 | KPJ Ipoh Specialist Hospital | 2 | [12 empty] | 2025-08-01 | 2026-02-01 | bar: FEB; AUG
1209 | H07B101209 | - | BEMS | B | - | ACT | C | H07 | BEMS | PENTACAM CLASSIC | PENTACAM CLASSIC | BA | LASIK UNIT | GF | ISH/BE/01001 | 0 |  | 0 | HOSPITAL | 200000 | 0 | 0 | 0 | 0 | 0 | 0 | 0 | 0 | 0 | 0 | 2012-06-01 | 1900-01-01 | 13 | [8 empty] | LASIK UNIT |  |  |  | 0 | 0 | [12 empty] | admin | 2024-12-12 14:25 |  | OCULUS | PENTACAM CLASSIC | 07520121 |  |  |  | 1 | B | 1 |  | OPHTHALMIC INSTRUMENTS (M) SDN BHD | OPHTHALMIC INSTRUMENTS (M) SDN BHD | SAM 100P10 | GERMANY |  | OPTHALMIC INSTRUMENTS (M) SDN BHD |  |  | 0 | 0 | 0 | 0 |  |  |  |  | 2011-06-29 | KPJ Ipoh Specialist Hospital | 2 | [12 empty] | 2025-08-01 | 2026-02-01 | bar: FEB; AUG
1234 | H07B101234 | 10208 | BEMS | B | - | ACT | C | H07 | BEMS | ASPIRATORS | ASPIRATORS | WAKAF | KWAN | GF | ISH/BE/00738 | 0 |  | 0 | HOSPITAL | 2400 | 0 | 0 | 0 | 0 | 0 | 0 | 0 | 0 | 0 | 0 | 2011-01-01 | 1900-01-01 | 14 | [8 empty] | KWAN |  |  |  | 0 | 0 | [12 empty] | admin | 2024-12-12 14:25 |  | N/A | TE-D | 9060081 |  |  |  | 1 | B | 1 |  | RITZ MEDICAL SUPPLIES | RITZ MEDICAL SUPPLIES | STOR077T07 | CHINA |  | PRIDE OUTLET SDN BHD |  |  | 0 | 0 | 0 | 0 |  |  |  |  | 2010-05-01 | KPJ Ipoh Specialist Hospital | 2 | [12 empty] | 2025-08-01 | 2026-02-01 | bar: FEB; AUG
104 | H07B100104 | - | BEMS | B | - | ACT | C | H07 | BEMS | CONTINUOUS RENAL REPLACEMENT THERAPY | CONTINUOUS RENAL REPLACEMENT THERAPY | BA | ICU | L01 | ISH/BE/00676 | 0 |  | 0 | HOSPITAL | 120000 | 0 | 0 | 0 | 0 | 0 | 0 | 0 | 0 | 0 | 0 | 2010-03-01 | 1900-01-01 | 15 | [8 empty] | ICU |  |  |  | 0 | 0 | [12 empty] | admin | 2024-12-12 14:25 |  | GAMBRO | PRISMAFLEX | PA 2976 | INTENSIVE CARE UNIT SERVICES |  |  | 1 | B | 1 |  | GAMBRO RENAL CARE SDN BHD | GAMBRO RENAL CARE SDN BHD |  | USA |  | BAXTER HEALTHCARE (MALAYSIA) SDN BHD |  |  | 0 | 0 | 0 | 0 |  |  |  |  | 2009-06-03 | KPJ Ipoh Specialist Hospital | 2 | [12 empty] | 2025-09-01 | 2026-03-01 | bar: MAR; SEP
105 | H07B100105 | - | BEMS | B | - | ACT | C | H07 | BEMS | CONTINUOUS RENAL REPLACEMENT THERAPY | CONTINUOUS RENAL REPLACEMENT THERAPY | BA | ICU | L01 | ISH/BE/00995 | 0 |  | 0 | HOSPITAL | 118000 | 0 | 0 | 0 | 0 | 0 | 0 | 0 | 0 | 0 | 0 | 2012-06-01 | 1900-01-01 | 13 | [8 empty] | ICU |  |  |  | 0 | 0 | [12 empty] | admin | 2024-12-12 14:25 |  | GAMBRO | PRISMAFLEX | PA 7937 | INTENSIVE CARE UNIT SERVICES |  |  | 1 | B | 1 |  | GAMBRO RENAL CARE SDN BHD | GAMBRO RENAL CARE SDN BHD |  | USA |  | BAXTER HEALTHCARE (MALAYSIA) SDN BHD |  |  | 0 | 0 | 0 | 0 |  |  |  |  | 2011-06-17 | KPJ Ipoh Specialist Hospital | 2 | [12 empty] | 2025-09-01 | 2026-03-01 | bar: MAR; SEP
124 | H07B100124 | 16749 | BEMS | B | - | ACT | C | H07 | BEMS | VENTILATORS | VENTILATORS | BA | ICU | L01 | ISH/BE/01785 | 0 |  | 0 | HOSPITAL | 140000 | 0 | 0 | 0 | 0 | 0 | 0 | 0 | 0 | 0 | 0 |  | 1900-01-01 | 1 | [8 empty] | ICU |  |  |  | 0 | 0 | [12 empty] | admin | 2024-12-12 14:25 |  | MAQUET CRITICAL CARE | 6694800 | 48701 | INTENSIVE CARE UNIT SERVICES |  |  | 1 | B | 1 |  | SUP100018 | IDS MEDICAL SYSTEM (M) SDN BHD | STOR 208537 | SWEDEN |  | IDS MEDICAL SYSTEM (M) SDN BHD |  |  | 0 | 0 | 0 | 0 |  |  |  |  | 2023-03-28 | KPJ Ipoh Specialist Hospital | 2 | [12 empty] | 2025-09-01 | 2026-03-01 | bar: MAR; SEP
125 | H07B100125 | 13460 | BEMS | B | - | ACT | C | H07 | BEMS | VENTILATORS | VENTILATORS | BA | ICU | L01 | ISH/BE/01786 | 0 |  | 0 | HOSPITAL | 140000 | 0 | 0 | 0 | 0 | 0 | 0 | 0 | 0 | 0 | 0 |  | 1900-01-01 | 1 | [8 empty] | ICU |  |  |  | 0 | 0 | [12 empty] | admin | 2024-12-12 14:25 |  | MAQUET CRITICAL CARE | 6694800 | 48702 | INTENSIVE CARE UNIT SERVICES |  |  | 1 | B | 1 |  | SUP100018 | IDS MEDICAL SYSTEM (M) SDN BHD | STOR 208537 | SWEDEN |  | IDS MEDICAL SYSTEM (M) SDN BHD |  |  | 0 | 0 | 0 | 0 |  |  |  |  | 2023-03-28 | KPJ Ipoh Specialist Hospital | 2 | [12 empty] | 2025-09-01 | 2026-03-01 | bar: MAR; SEP
126 | H07B100126 | 15053 | BEMS | B | - | ACT | C | H07 | BEMS | VENTILATORS | VENTILATORS | BA | ICU | L01 | ISH/BE/01787 | 0 |  | 0 | HOSPITAL | 140000 | 0 | 0 | 0 | 0 | 0 | 0 | 0 | 0 | 0 | 0 |  | 1900-01-01 | 1 | [8 empty] | ICU |  |  |  | 0 | 0 | [12 empty] | admin | 2024-12-12 14:25 |  | MAQUET CRITICAL CARE | 6694800 | 48703 | INTENSIVE CARE UNIT SERVICES |  |  | 1 | B | 1 |  | SUP100018 | IDS MEDICAL SYSTEM (M) SDN BHD | STOR 208537 | SWEDEN |  | IDS MEDICAL SYSTEM (M) SDN BHD |  |  | 0 | 0 | 0 | 0 |  |  |  |  | 2023-03-28 | KPJ Ipoh Specialist Hospital | 2 | [12 empty] | 2025-09-01 | 2026-03-01 | bar: MAR; SEP
127 | H07B100127 | 13460 | BEMS | B | - | ACT | C | H07 | BEMS | VENTILATORS | VENTILATORS | BA | ICU | L01 | ISH/BE/01788 | 0 |  | 0 | HOSPITAL | 140000 | 0 | 0 | 0 | 0 | 0 | 0 | 0 | 0 | 0 | 0 |  | 1900-01-01 | 1 | [8 empty] | ICU |  |  |  | 0 | 0 | [12 empty] | admin | 2024-12-12 14:25 |  | MAQUET CRITICAL CARE | 6694800 | 48704 | INTENSIVE CARE UNIT SERVICES |  |  | 1 | B | 1 |  | SUP100018 | IDS MEDICAL SYSTEM (M) SDN BHD | STOR 208537 | SWEDEN |  | IDS MEDICAL SYSTEM (M) SDN BHD |  |  | 0 | 0 | 0 | 0 |  |  |  |  | 2023-03-28 | KPJ Ipoh Specialist Hospital | 2 | [12 empty] | 2025-09-01 | 2026-03-01 | bar: MAR; SEP
128 | H07B100128 | 13461 | BEMS | B | - | ACT | C | H07 | BEMS | VENTILATORS | VENTILATORS | BA | ICU | L01 | ISH/BE/01789 | 0 |  | 0 | HOSPITAL | 140000 | 0 | 0 | 0 | 0 | 0 | 0 | 0 | 0 | 0 | 0 |  | 1900-01-01 | 1 | [8 empty] | ICU |  |  |  | 0 | 0 | [12 empty] | admin | 2024-12-12 14:25 |  | MAQUET CRITICAL CARE | 6694800 | 48705 | INTENSIVE CARE UNIT SERVICES |  |  | 1 | B | 1 |  | SUP100018 | IDS MEDICAL SYSTEM (M) SDN BHD | STOR 208537 | SWEDEN |  | IDS MEDICAL SYSTEM (M) SDN BHD |  |  | 0 | 0 | 0 | 0 |  |  |  |  | 2023-03-28 | KPJ Ipoh Specialist Hospital | 2 | [12 empty] | 2025-09-01 | 2026-03-01 | bar: MAR; SEP
170 | H07B100170 | 11073 | BEMS | B | - | ACT | N | H07 | BEMS | NIBP MONITOR | NIBP MONITOR | BA | HDU | L02 | ISH/BE/00915 | 0 |  | 0 | HOSPITAL | 4900 | 0 | 0 | 0 | 0 | 0 | 0 | 0 | 0 | 0 | 0 | 2011-11-01 | 1900-01-01 | 14 | [8 empty] | HDU |  |  |  | 0 | 0 | [12 empty] | admin | 2024-12-12 14:25 |  | GE | V100 | SDT 10250230 SA | HIGH DEPENDENCY UNIT |  |  | 1 | B | 1 |  | MEDITECH ADVANCE SDN BHD | MEDITECH ADVANCE SDN BHD |  | GERMANY |  | PRINCIP ENGINEERING |  |  | 0 | 0 | 0 | 0 |  |  |  |  | 2010-09-11 | KPJ Ipoh Specialist Hospital | 2 | [12 empty] | 2025-09-01 | 2026-03-01 | bar: MAR; SEP
171 | H07B100171 | 11073 | BEMS | B | - | ACT | N | H07 | BEMS | NIBP MONITOR | NIBP MONITOR | BA | HDU | L02 | ISH/BE/00916 | 0 |  | 0 | HOSPITAL | 4900 | 0 | 0 | 0 | 0 | 0 | 0 | 0 | 0 | 0 | 0 | 2011-11-01 | 1900-01-01 | 14 | [8 empty] | HDU |  |  |  | 0 | 0 | [12 empty] | admin | 2024-12-12 14:25 |  | GE | V100 | SDT 10250233 SA | HIGH DEPENDENCY UNIT |  |  | 1 | B | 1 |  | MEDITECH ADVANCE SDN BHD | MEDITECH ADVANCE SDN BHD |  | GERMANY |  | PRINCIP ENGINEERING |  |  | 0 | 0 | 0 | 0 |  |  |  |  | 2010-09-11 | KPJ Ipoh Specialist Hospital | 2 | [12 empty] | 2025-09-01 | 2026-03-01 | bar: MAR; SEP
175 | H07B100175 | 17148 | BEMS | B | - | ACT | C | H07 | BEMS | OXIMETERS, PULSE | OXIMETERS, PULSE | BA | HDU | L02 | ISH/BE/01253 | 0 |  | 0 | HOSPITAL | 4700 | 0 | 0 | 0 | 0 | 0 | 0 | 0 | 0 | 0 | 0 | 2016-03-01 | 1900-01-01 | 9 | [8 empty] | HDU |  |  |  | 0 | 0 | [12 empty] | admin | 2024-12-12 14:25 |  | PHILIPS | VM1 | MB42600628 | HIGH DEPENDENCY UNIT |  |  | 1 | B | 1 |  | SUP100018 | IDS MEDICAL SYSTEM (M) SDN BHD | STOR 116229(FDA) | GERMANY |  | PRINCIP ENGINEERING |  |  | 0 | 0 | 0 | 0 |  |  |  |  | 2015-03-31 | KPJ Ipoh Specialist Hospital | 2 | [12 empty] | 2025-09-01 | 2026-03-01 | bar: MAR; SEP
176 | H07B100176 | 12636 | BEMS | B | - | ACT | C | H07 | BEMS | VITAL SIGN MONITOR | VITAL SIGN MONITOR | BA | HDU | L02 | ISH/BE/01188 | 0 |  | 0 | HOSPITAL | 5500 | 0 | 0 | 0 | 0 | 0 | 0 | 0 | 0 | 0 | 0 | 2015-09-01 | 1900-01-01 | 10 | [8 empty] | HDU |  |  |  | 0 | 0 | [12 empty] | admin | 2024-12-12 14:25 |  | ADVANCED INST, US | VSM-300 | 302041-M13406260007 | HIGH DEPENDENCY UNIT |  |  | 1 | B | 1 |  | UWC HEALTHCARE SDN BHD | UWC HEALTHCARE SDN BHD |  | USA |  | PRINCIP ENGINEERING |  |  | 0 | 0 | 0 | 0 |  |  |  |  | 2014-09-25 | KPJ Ipoh Specialist Hospital | 2 | [12 empty] | 2025-09-01 | 2026-03-01 | bar: MAR; SEP
183 | H07B100183 | 11407 | BEMS | B | - | ACT | N | H07 | BEMS | ELECTROCARDIOGRAPH | ELECTROCARDIOGRAPH | BA | HDU | L02 | ISH/BE/02062 | 0 |  | 0 | HOSPITAL | 22000 | 0 | 0 | 0 | 0 | 0 | 0 | 0 | 0 | 0 | 0 | 2027-09-19 | 1900-01-01 | 0 | [8 empty] | HDU |  |  |  | 0 | 0 | [12 empty] | admin | 2024-12-12 14:25 |  | ADVANCED INSTRUMENTATIONS | ECG 12C | 361267-M24516040002 | HIGH DEPENDENCY UNIT |  |  | 1 | B | 1 |  | SUN MEDICAL SYSTEM SDN BHD | SUN MEDICAL SYSTEM SDN BHD | STOR 229261 | USA |  | SUN MEDICAL SYSTEM SDN. BHD |  |  | 0 | 0 | 0 | 0 |  |  |  |  | 2024-09-20 | KPJ Ipoh Specialist Hospital | 2 | [12 empty] | 2025-09-01 | 2026-03-01 | bar: MAR; SEP
205 | H07B100205 | 15613 | BEMS | B | - | ACT | C | H07 | BEMS | VENTILATOR, NEONATAL | VENTILATOR, NEONATAL | BA | NICU | L01 | ISH/BE/01423 | 0 |  | 0 | HOSPITAL | 163500 | 0 | 0 | 0 | 0 | 0 | 0 | 0 | 0 | 0 | 0 | 2018-06-01 | 1900-01-01 | 8 | [8 empty] | NICU |  |  |  | 0 | 0 | [12 empty] | admin | 2024-12-12 14:25 |  | DRAGER | BABYLOG VN 500 | ASJD-0080 | NICU |  |  | 1 | B | 1 |  | GLOBAL HEALTHCARE LOGISTIC (M) SDN BHD | GLOBAL HEALTHCARE LOGISTIC (M) SDN BHD | STOR 130960(FA) | GERMANY |  | DREAGER MALAYSIA SDN BHD |  |  | 0 | 0 | 0 | 0 |  |  |  |  | 2016-06-23 | KPJ Ipoh Specialist Hospital | 2 | [12 empty] | 2025-09-01 | 2026-03-01 | bar: MAR; SEP
222 | H07B100222 | 15709 | BEMS | B | - | ACT | C | H07 | BEMS | I-STAT | I-STAT | BA | NICU | L01 | ISH/BE/01975 | 0 |  | 0 | HOSPITAL | 44550 | 0 | 0 | 0 | 0 | 0 | 0 | 0 | 0 | 0 | 0 | 2025-03-06 | 1900-01-01 | 0 | [8 empty] | NICU |  |  |  | 0 | 0 | [12 empty] | admin | 2024-12-12 14:25 |  | ABBOTT | I-STAT ALINITY | 810417 | NICU |  |  | 1 | B | 1 |  | TRANSMEDIC HEALTHCARE SDN BHD | TRANSMEDIC HEALTHCARE SDN BHD | STOR 220530 |  |  | TRANSMEDIC HEALTHCARE SDN BHD |  |  | 0 | 0 | 0 | 0 |  |  |  |  | 2024-03-07 | KPJ Ipoh Specialist Hospital | 2 | [12 empty] | 2025-09-01 | 2026-03-01 | bar: MAR; SEP
258 | H07B100258 | 12636 | BEMS | B | - | ACT | C | H07 | BEMS | VITAL SIGN MONITOR | VITAL SIGN MONITOR | BA | OT | L01 | ISH/BE/01053 | 0 |  | 0 | HOSPITAL | 7450 | 0 | 0 | 0 | 0 | 0 | 0 | 0 | 0 | 0 | 0 | 2013-05-20 | 1900-01-01 | 12 | [8 empty] | OT |  |  |  | 0 | 0 | [12 empty] | admin | 2024-12-12 14:25 |  | GE | V100 | SH611480621SA | OPERATION THEATRE |  |  | 1 | B | 1 |  | IPOH JAYA MEDIC ENTERPRISE | IPOH JAYA MEDIC ENTERPRISE | STOR95964 | GERMANY |  | PRINCIP ENGINEERING |  |  | 0 | 0 | 0 | 0 |  |  |  |  | 2012-05-15 | KPJ Ipoh Specialist Hospital | 2 | [12 empty] | 2025-09-01 | 2026-03-01 | bar: MAR; SEP
302 | H07B100302 | 11490 | BEMS | B | - | ACT | C | H07 | BEMS | ELECTROSURGICAL UNITS | ELECTROSURGICAL UNITS | BA | OT | L01 | ISH/BE/00480 | 0 |  | 0 | HOSPITAL | 45000 | 0 | 0 | 0 | 0 | 0 | 0 | 0 | 0 | 0 | 0 |  | 1900-01-01 | 28 | [8 empty] | OT |  |  |  | 0 | 0 | [12 empty] | admin | 2024-12-12 14:25 |  | VALLEYLAB | FORCE 300 | F6A235B | OPERATION THEATRE |  |  | 1 | B | 1 |  | ANTAH SRI RADIN SDN BHD | ANTAH SRI RADIN SDN BHD |  | USA |  | MED IMAG ENTERPRISE |  |  | 0 | 0 | 0 | 0 |  |  |  |  | 1996-05-21 | KPJ Ipoh Specialist Hospital | 2 | [12 empty] | 2025-09-01 | 2026-03-01 | bar: MAR; SEP
311 | H07B100311 | 11490 | BEMS | B | - | ACT | C | H07 | BEMS | ELECTROSURGICAL UNITS | ELECTROSURGICAL UNITS | BA | OT | L01 | ISH/BE/01118 | 0 |  | 0 | HOSPITAL | 66502.25 | 0 | 0 | 0 | 0 | 0 | 0 | 0 | 0 | 0 | 0 | 2015-09-01 | 1900-01-01 | 11 | [8 empty] | OT |  |  |  | 0 | 0 | [12 empty] | admin | 2024-12-12 14:25 |  | KARL STORZ | AUTOCON II 400 | VW04969 | OPERATION THEATRE |  |  | 1 | B | 1 |  | SUP100049 | UMMI SURGICAL SDN BHD | STOR 106898 | GERMANY |  | UMMI SURGICAL SDN BHD |  |  | 0 | 0 | 0 | 0 |  |  |  |  | 2013-09-17 | KPJ Ipoh Specialist Hospital | 2 | [12 empty] | 2025-09-01 | 2026-03-01 | bar: MAR; SEP
313 | H07B100313 | 11490 | BEMS | B | - | ACT | C | H07 | BEMS | ELECTROSURGICAL UNITS | ELECTROSURGICAL UNITS | BA | OT | L01 | ISH/BE/01275 | 0 |  | 0 | HOSPITAL | 65000 | 0 | 0 | 0 | 0 | 0 | 0 | 0 | 0 | 0 | 0 | 2016-06-01 | 1900-01-01 | 9 | [8 empty] | OT |  |  |  | 0 | 0 | [12 empty] | admin | 2024-12-12 14:25 |  | ERBE | VIO300D | 1137 3478 | OPERATION THEATRE |  |  | 1 | B | 1 |  | AVRO MEDICAL SDN.BHD | AVRO MEDICAL SDN.BHD | STOR 122236(FA) | GERMANY |  | MEDI-LIFE (M) SDN BHD |  |  | 0 | 0 | 0 | 0 |  |  |  |  | 2015-06-23 | KPJ Ipoh Specialist Hospital | 2 | [12 empty] | 2025-09-01 | 2026-03-01 | bar: MAR; SEP
351 | H07B100351 | 18037 | BEMS | B | - | ACT | C | H07 | BEMS | IMAGE 1 CONNECT | IMAGE 1 CONNECT | BA | OT | L01 | ISH/BE/01231 | 0 |  | 0 | HOSPITAL | 200000 | 0 | 0 | 0 | 0 | 0 | 0 | 0 | 0 | 0 | 0 | 2017-03-01 | 1900-01-01 | 9 | [8 empty] | OT |  |  |  | 0 | 0 | [12 empty] | admin | 2024-12-12 14:25 |  | KARL STORZ | TC 200 EN | YV723890-P | OPERATION THEATRE |  |  | 1 | B | 1 |  | SUP100049 | UMMI SURGICAL SDN BHD | STOR 117835(FA) | GERMANY |  | UMMI SURGICAL SDN BHD |  |  | 0 | 0 | 0 | 0 |  |  |  |  | 2015-03-04 | KPJ Ipoh Specialist Hospital | 2 | [12 empty] | 2025-09-01 | 2026-03-01 | bar: MAR; SEP
352 | H07B100352 | 18037 | BEMS | B | - | ACT | C | H07 | BEMS | IMAGE H3-LINK | IMAGE H3-LINK | BA | OT | L01 | ISH/BE/01232 | 0 |  | 0 | HOSPITAL | 0 | 0 | 0 | 0 | 0 | 0 | 0 | 0 | 0 | 0 | 0 | 2017-03-01 | 1900-01-01 | 9 | [8 empty] | OT |  |  |  | 0 | 0 | [12 empty] | admin | 2024-12-12 14:25 |  | KARL STORZ | TC 300 | YV723916-P | OPERATION THEATRE |  |  | 1 | B | 1 |  | SUP100049 | UMMI SURGICAL SDN BHD | STOR 117835(FA) | GERMANY |  | UMMI SURGICAL SDN BHD |  |  | 0 | 0 | 0 | 0 |  |  |  |  | 2015-03-04 | KPJ Ipoh Specialist Hospital | 2 | [12 empty] | 2025-09-01 | 2026-03-01 | bar: MAR; SEP
353 | H07B100353 | 12340 | BEMS | B | - | ACT | C | H07 | BEMS | KARL STORZ COLD | KARL STORZ COLD | BA | OT | L01 | ISH/BE/01233 | 0 |  | 0 | HOSPITAL | 0 | 0 | 0 | 0 | 0 | 0 | 0 | 0 | 0 | 0 | 0 | 2017-03-01 | 1900-01-01 | 9 | [8 empty] | OT |  |  |  | 0 | 0 | [12 empty] | admin | 2024-12-12 14:25 |  | KARL STORZ | 20134001 | RV0695507 | OPERATION THEATRE |  |  | 1 | B | 1 |  | SUP100049 | UMMI SURGICAL SDN BHD | STOR 117835(FA) | GERMANY |  | UMMI SURGICAL SDN BHD |  |  | 0 | 0 | 0 | 0 |  |  |  |  | 2015-03-04 | KPJ Ipoh Specialist Hospital | 2 | [12 empty] | 2025-09-01 | 2026-03-01 | bar: MAR; SEP
354 | H07B100354 | - | BEMS | B | - | ACT | C | H07 | BEMS | ELECTRONIC ENDOFLATOR SET | ELECTRONIC ENDOFLATOR SET | BA | OT | L01 | ISH/BE/01234 | 0 |  | 0 | HOSPITAL | 0 | 0 | 0 | 0 | 0 | 0 | 0 | 0 | 0 | 0 | 0 | 2017-03-01 | 1900-01-01 | 9 | [8 empty] | OT |  |  |  | 0 | 0 | [12 empty] | admin | 2024-12-12 14:25 |  | KARL STORZ | 26430508-1 | YV32179 | OPERATION THEATRE |  |  | 1 | B | 1 |  | SUP100049 | UMMI SURGICAL SDN BHD | STOR 117835(FA) | GERMANY |  | UMMI SURGICAL SDN BHD |  |  | 0 | 0 | 0 | 0 |  |  |  |  | 2015-03-04 | KPJ Ipoh Specialist Hospital | 2 | [12 empty] | 2025-09-01 | 2026-03-01 | bar: MAR; SEP
355 | H07B100355 | 15969 | BEMS | B | - | ACT | C | H07 | BEMS | MONITOR | MONITOR | BA | OT | L01 | ISH/BE/01235 | 0 |  | 0 | HOSPITAL | 0 | 0 | 0 | 0 | 0 | 0 | 0 | 0 | 0 | 0 | 0 | 2017-03-01 | 1900-01-01 | 9 | [8 empty] | OT |  |  |  | 0 | 0 | [12 empty] | admin | 2024-12-12 14:25 |  | KARL STORZ | 9826 NB | H4ID10287 | OPERATION THEATRE |  |  | 1 | B | 1 |  | SUP100049 | UMMI SURGICAL SDN BHD | STOR 117835(FA) | GERMANY |  | UMMI SURGICAL SDN BHD |  |  | 0 | 0 | 0 | 0 |  |  |  |  | 2015-03-04 | KPJ Ipoh Specialist Hospital | 2 | [12 empty] | 2025-09-01 | 2026-03-01 | bar: MAR; SEP
356 | H07B100356 | 18037 | BEMS | B | - | ACT | C | H07 | BEMS | IMAGE 1 H3-Z FI SPIES | IMAGE 1 H3-Z FI SPIES | BA | OT | L01 | ISH/BE/01236 | 0 |  | 0 | HOSPITAL | 0 | 0 | 0 | 0 | 0 | 0 | 0 | 0 | 0 | 0 | 0 | 2017-03-01 | 1900-01-01 | 9 | [8 empty] | OT |  |  |  | 0 | 0 | [12 empty] | admin | 2024-12-12 14:25 |  | KARL STORZ | TH 102 | ZV844042-H | OPERATION THEATRE |  |  | 1 | B | 1 |  | SUP100049 | UMMI SURGICAL SDN BHD | STOR 117835(FA) | GERMANY |  | UMMI SURGICAL SDN BHD |  |  | 0 | 0 | 0 | 0 |  |  |  |  | 2015-03-04 | KPJ Ipoh Specialist Hospital | 2 | [12 empty] | 2025-09-01 | 2026-03-01 | bar: MAR; SEP
363 | H07B100363 | 15969 | BEMS | B | - | ACT | C | H07 | BEMS | MONITOR | MONITOR | BA | OT | L01 | ISH/BE/01285 | 0 |  | 0 | HOSPITAL | 415000 | 0 | 0 | 0 | 0 | 0 | 0 | 0 | 0 | 0 | 0 | 2017-08-01 | 1900-01-01 | 9 | [8 empty] | OT |  |  |  | 0 | 0 | [12 empty] | admin | 2024-12-12 14:25 |  | KARL STORZ | 9832 NB-3D | K4IA10006 | OPERATION THEATRE |  |  | 1 | B | 1 |  | SUP100049 | UMMI SURGICAL SDN BHD |  | GERMANY |  | UMMI SURGICAL SDN BHD |  |  | 0 | 0 | 0 | 0 |  |  |  |  | 2015-08-26 | KPJ Ipoh Specialist Hospital | 2 | [12 empty] | 2025-09-01 | 2026-03-01 | bar: MAR; SEP
364 | H07B100364 | 18037 | BEMS | B | - | ACT | C | H07 | BEMS | IMAGE 1 CONNECT | IMAGE 1 CONNECT | BA | OT | L01 | ISH/BE/01286 | 0 |  | 0 | HOSPITAL | 0 | 0 | 0 | 0 | 0 | 0 | 0 | 0 | 0 | 0 | 0 | 2017-08-01 | 1900-01-01 | 9 | [8 empty] | OT |  |  |  | 0 | 0 | [12 empty] | admin | 2024-12-12 14:25 |  | KARL STORZ | TC 200 | SU732581-P | OPERATION THEATRE |  |  | 1 | B | 1 |  | SUP100049 | UMMI SURGICAL SDN BHD |  | GERMANY |  | UMMI SURGICAL SDN BHD |  |  | 0 | 0 | 0 | 0 |  |  |  |  | 2015-08-26 | KPJ Ipoh Specialist Hospital | 2 | [12 empty] | 2025-09-01 | 2026-03-01 | bar: MAR; SEP
365 | H07B100365 | 18037 | BEMS | B | - | ACT | C | H07 | BEMS | IMAGE 1 D3-LINK | IMAGE 1 D3-LINK | BA | OT | L01 | ISH/BE/01287 | 0 |  | 0 | HOSPITAL | 0 | 0 | 0 | 0 | 0 | 0 | 0 | 0 | 0 | 0 | 0 | 2017-08-01 | 1900-01-01 | 9 | [8 empty] | OT |  |  |  | 0 | 0 | [12 empty] | admin | 2024-12-12 14:25 |  | KARL STORZ | TC 302 | RU731464-P | OPERATION THEATRE |  |  | 1 | B | 1 |  | SUP100049 | UMMI SURGICAL SDN BHD |  | GERMANY |  | UMMI SURGICAL SDN BHD |  |  | 0 | 0 | 0 | 0 |  |  |  |  | 2015-08-26 | KPJ Ipoh Specialist Hospital | 2 | [12 empty] | 2025-09-01 | 2026-03-01 | bar: MAR; SEP
366 | H07B100366 | 18037 | BEMS | B | - | ACT | C | H07 | BEMS | IMAGE 1 H3-LINK | IMAGE 1 H3-LINK | BA | OT | L01 | ISH/BE/01288 | 0 |  | 0 | HOSPITAL | 0 | 0 | 0 | 0 | 0 | 0 | 0 | 0 | 0 | 0 | 0 | 2017-08-01 | 1900-01-01 | 9 | [8 empty] | OT |  |  |  | 0 | 0 | [12 empty] | admin | 2024-12-12 14:25 |  | KARL STORZ | TC 300 | SU732421-P | OPERATION THEATRE |  |  | 1 | B | 1 |  | SUP100049 | UMMI SURGICAL SDN BHD |  | GERMANY |  | UMMI SURGICAL SDN BHD |  |  | 0 | 0 | 0 | 0 |  |  |  |  | 2015-08-26 | KPJ Ipoh Specialist Hospital | 2 | [12 empty] | 2025-09-01 | 2026-03-01 | bar: MAR; SEP
367 | H07B100367 | 12340 | BEMS | B | - | ACT | C | H07 | BEMS | LIGHT SOURCE | LIGHT SOURCE | BA | OT | L01 | ISH/BE/01289 | 0 |  | 0 | HOSPITAL | 0 | 0 | 0 | 0 | 0 | 0 | 0 | 0 | 0 | 0 | 0 | 2017-08-01 | 1900-01-01 | 9 | [8 empty] | OT |  |  |  | 0 | 0 | [12 empty] | admin | 2024-12-12 14:25 |  | KARL STORZ | XENON NOVA 300 | WV0698679 | OPERATION THEATRE |  |  | 1 | B | 1 |  | SUP100049 | UMMI SURGICAL SDN BHD |  | GERMANY |  | UMMI SURGICAL SDN BHD |  |  | 0 | 0 | 0 | 0 |  |  |  |  | 2015-08-26 | KPJ Ipoh Specialist Hospital | 2 | [12 empty] | 2025-09-01 | 2026-03-01 | bar: MAR; SEP
368 | H07B100368 | 16902 | BEMS | B | - | ACT | C | H07 | BEMS | AIDA SYSYEM | AIDA SYSYEM | BA | OT | L01 | ISH/BE/01290 | 0 |  | 0 | HOSPITAL | 0 | 0 | 0 | 0 | 0 | 0 | 0 | 0 | 0 | 0 | 0 | 2017-08-01 | 1900-01-01 | 9 | [8 empty] | OT |  |  |  | 0 | 0 | [12 empty] | admin | 2024-12-12 14:25 |  | KARL STORZ | WD250-EN | KSD10433 | OPERATION THEATRE |  |  | 1 | B | 1 |  | SUP100049 | UMMI SURGICAL SDN BHD |  | GERMANY |  | UMMI SURGICAL SDN BHD |  |  | 0 | 0 | 0 | 0 |  |  |  |  | 2015-08-26 | KPJ Ipoh Specialist Hospital | 2 | [12 empty] | 2025-09-01 | 2026-03-01 | bar: MAR; SEP
369 | H07B100369 | - | BEMS | B | - | ACT | C | H07 | BEMS | ENDOFLATOR | ENDOFLATOR | BA | OT | L01 | ISH/BE/01291 | 0 |  | 0 | HOSPITAL | 0 | 0 | 0 | 0 | 0 | 0 | 0 | 0 | 0 | 0 | 0 | 2017-08-01 | 1900-01-01 | 9 | [8 empty] | OT |  |  |  | 0 | 0 | [12 empty] | admin | 2024-12-12 14:25 |  | KARL STORZ | 26430508-1 | NU32464 | OPERATION THEATRE |  |  | 1 | B | 1 |  | SUP100049 | UMMI SURGICAL SDN BHD |  | GERMANY |  | UMMI SURGICAL SDN BHD |  |  | 0 | 0 | 0 | 0 |  |  |  |  | 2015-08-26 | KPJ Ipoh Specialist Hospital | 2 | [12 empty] | 2025-09-01 | 2026-03-01 | bar: MAR; SEP
373 | H07B100373 | 18037 | BEMS | B | - | ACT | C | H07 | BEMS | IMAGE 1 CONNECT | IMAGE 1 CONNECT | BA | OT | L01 | ISH/BE/01547 | 0 |  | 0 | HOSPITAL | 0 | 0 | 0 | 0 | 0 | 0 | 0 | 0 | 0 | 0 | 0 | 2017-10-01 | 1900-01-01 | 7 | [8 empty] | OT |  |  |  | 0 | 0 | [12 empty] | admin | 2024-12-12 14:25 |  | KARL STORZ | TC200EN | NV712054-P | OPERATION THEATRE |  |  | 1 | B | 1 |  | SUP100049 | UMMI SURGICAL SDN BHD | NA | GERMANY |  | UMMI SURGICAL SDN BHD |  |  | 0 | 0 | 0 | 0 |  |  |  |  | 2017-10-11 | KPJ Ipoh Specialist Hospital | 2 | [12 empty] | 2025-09-01 | 2026-03-01 | bar: MAR; SEP
374 | H07B100374 | 18037 | BEMS | B | - | ACT | C | H07 | BEMS | IMAGE 1 H3-LINK | IMAGE 1 H3-LINK | BA | OT | L01 | ISH/BE/01548 | 0 |  | 0 | HOSPITAL | 0 | 0 | 0 | 0 | 0 | 0 | 0 | 0 | 0 | 0 | 0 | 2017-10-01 | 1900-01-01 | 7 | [8 empty] | OT |  |  |  | 0 | 0 | [12 empty] | admin | 2024-12-12 14:25 |  | KARL STORZ | TC300 | NV711639-P | OPERATION THEATRE |  |  | 1 | B | 1 |  | SUP100049 | UMMI SURGICAL SDN BHD | NA | GERMANY |  | UMMI SURGICAL SDN BHD |  |  | 0 | 0 | 0 | 0 |  |  |  |  | 2017-10-11 | KPJ Ipoh Specialist Hospital | 2 | [12 empty] | 2025-09-01 | 2026-03-01 | bar: MAR; SEP
375 | H07B100375 | 15969 | BEMS | B | - | ACT | C | H07 | BEMS | MONITOR | MONITOR | BA | OT | L01 | ISH/BE/01549 | 0 |  | 0 | HOSPITAL | 0 | 0 | 0 | 0 | 0 | 0 | 0 | 0 | 0 | 0 | 0 | 2017-10-01 | 1900-01-01 | 7 | [8 empty] | OT |  |  |  | 0 | 0 | [12 empty] | admin | 2024-12-12 14:25 |  | KARL STORZ | 9826NB | G3ID10203 | OPERATION THEATRE |  |  | 1 | B | 1 |  | SUP100049 | UMMI SURGICAL SDN BHD | NA | GERMANY |  | UMMI SURGICAL SDN BHD |  |  | 0 | 0 | 0 | 0 |  |  |  |  | 2017-10-11 | KPJ Ipoh Specialist Hospital | 2 | [12 empty] | 2025-09-01 | 2026-03-01 | bar: MAR; SEP
376 | H07B100376 | 12340 | BEMS | B | - | ACT | C | H07 | BEMS | LIGHT SOURCE | LIGHT SOURCE | BA | OT | L01 | ISH/BE/01550 | 0 |  | 0 | HOSPITAL | 0 | 0 | 0 | 0 | 0 | 0 | 0 | 0 | 0 | 0 | 0 | 2017-10-01 | 1900-01-01 | 7 | [8 empty] | OT |  |  |  | 0 | 0 | [12 empty] | admin | 2024-12-12 14:25 |  | KARL STORZ | 20134001 | YX0684846 | OPERATION THEATRE |  |  | 1 | B | 1 |  | SUP100049 | UMMI SURGICAL SDN BHD | NA | GERMANY |  | UMMI SURGICAL SDN BHD |  |  | 0 | 0 | 0 | 0 |  |  |  |  | 2017-10-11 | KPJ Ipoh Specialist Hospital | 2 | [12 empty] | 2025-09-01 | 2026-03-01 | bar: MAR; SEP
377 | H07B100377 | - | BEMS | B | - | ACT | C | H07 | BEMS | ENDOFLATOR | ENDOFLATOR | BA | OT | L01 | ISH/BE/01551 | 0 |  | 0 | HOSPITAL | 0 | 0 | 0 | 0 | 0 | 0 | 0 | 0 | 0 | 0 | 0 | 2017-10-01 | 1900-01-01 | 7 | [8 empty] | OT |  |  |  | 0 | 0 | [12 empty] | admin | 2024-12-12 14:25 |  | KARL STORZ | 26430508-1 | WW30131-B | OPERATION THEATRE |  |  | 1 | B | 1 |  | SUP100049 | UMMI SURGICAL SDN BHD | NA | GERMANY |  | UMMI SURGICAL SDN BHD |  |  | 0 | 0 | 0 | 0 |  |  |  |  | 2017-10-11 | KPJ Ipoh Specialist Hospital | 2 | [12 empty] | 2025-09-01 | 2026-03-01 | bar: MAR; SEP
378 | H07B100378 | 18037 | BEMS | B | - | ACT | C | H07 | BEMS | IMAGE 1 X-LINK | IMAGE 1 X-LINK | BA | OT | L01 | ISH/BE/01326 | 0 |  | 0 | HOSPITAL | 0 | 0 | 0 | 0 | 0 | 0 | 0 | 0 | 0 | 0 | 0 | 2017-10-01 | 1900-01-01 | 7 | [8 empty] | OT |  |  |  | 0 | 0 | [12 empty] | admin | 2024-12-12 14:25 |  | KARL STORZ | TC 301 | YU741101-P | OPERATION THEATRE |  |  | 1 | B | 1 |  | SUP100049 | UMMI SURGICAL SDN BHD |  | GERMANY |  | UMMI SURGICAL SDN BHD |  |  | 0 | 0 | 0 | 0 |  |  |  |  | 2017-10-11 | KPJ Ipoh Specialist Hospital | 2 | [12 empty] | 2025-09-01 | 2026-03-01 | bar: MAR; SEP
403 | H07B100403 | 17116 | BEMS | B | - | ACT | C | H07 | BEMS | DEFIBRILLATORS | DEFIBRILLATORS | BA | OT | L01 | ISH/BE/01067 | 0 |  | 0 | HOSPITAL | 19000 | 0 | 0 | 0 | 0 | 0 | 0 | 0 | 0 | 0 | 0 | 2013-11-01 | 1900-01-01 | 12 | [8 empty] | OT |  |  |  | 0 | 0 | [12 empty] | admin | 2024-12-12 14:25 |  | PHILIPS | HEARTSTART XL + | USN1100585 | OPERATION THEATRE |  |  | 1 | B | 1 |  | UWC HEALTHCARE SDN BHD | UWC HEALTHCARE SDN BHD | STOR 99541 (FA) | GERMANY |  | PRINCIP ENGINEERING |  |  | 0 | 0 | 0 | 0 |  |  |  |  | 2012-08-11 | KPJ Ipoh Specialist Hospital | 2 | [12 empty] | 2025-09-01 | 2026-03-01 | bar: MAR; SEP
415 | H07B100415 | 15076 | BEMS | B | - | ACT | C | H07 | BEMS | VIDEO LARYNGOSCOPE | VIDEO LARYNGOSCOPE | BA | OT | L01 | ISH/BE/01410 | 0 |  | 0 | HOSPITAL | 90692.7 | 0 | 0 | 0 | 0 | 0 | 0 | 0 | 0 | 0 | 0 | 2017-05-01 | 1900-01-01 | 8 | [8 empty] | OT |  |  |  | 0 | 0 | [12 empty] | admin | 2024-12-12 14:25 |  | KARL STORZ | C-MAC 8403 ZX | YU 7463 | OPERATION THEATRE |  |  | 1 | B | 1 |  | SUP100049 | UMMI SURGICAL SDN BHD | STOR 130573 (FA) | GERMANY |  | UMMI SURGICAL SDN BHD |  |  | 0 | 0 | 0 | 0 |  |  |  |  | 2016-05-23 | KPJ Ipoh Specialist Hospital | 2 | [12 empty] | 2025-09-01 | 2026-03-01 | bar: MAR; SEP
449 | H07B100449 | 10134 | BEMS | B | - | ACT | C | H07 | BEMS | ANEASTHESIA UNITS | ANEASTHESIA UNITS | BA | OT | L01 | ISH/BE/01881 | 0 |  | 0 | HOSPITAL | 214918.73 | 0 | 0 | 0 | 0 | 0 | 0 | 0 | 0 | 0 | 0 |  | 1900-01-01 | 1 | [8 empty] | OT |  |  |  | 0 | 0 | [12 empty] | admin | 2024-12-12 14:25 |  | GE DATEX OHMEDA | AISYS CS2 | APWC00708 | OPERATION THEATRE |  |  | 1 | B | 1 |  | SUP100016 | INSAN BAKTI SDN BHD | STOR 208540 | GERMANY |  | INSAN BAKTI SDN BHD |  |  | 0 | 0 | 0 | 0 |  |  |  |  | 2023-07-07 | KPJ Ipoh Specialist Hospital | 2 | [12 empty] | 2025-09-01 | 2026-03-01 | bar: MAR; SEP
465 | H07B100465 | 15969 | BEMS | B | - | ACT | C | H07 | BEMS | MONITOR 4K | MONITOR 4K | BA | OT | L01 | ISH/BE/01920 | 0 |  | 0 | HOSPITAL | 480000 | 0 | 0 | 0 | 0 | 0 | 0 | 0 | 0 | 0 | 0 |  | 1900-01-01 | 1 | [8 empty] | OT |  |  |  | 0 | 0 | [12 empty] | admin | 2024-12-12 14:25 |  | KARL STORZ | TM34® | 24085062 | OPERATION THEATRE |  |  | 1 | B | 1 |  | SUP100049 | UMMI SURGICAL SDN BHD | STOR 208510 | GERMANY |  | UMMI SURGICAL SDN BHD |  |  | 0 | 0 | 0 | 0 |  |  |  |  | 2023-09-20 | KPJ Ipoh Specialist Hospital | 2 | [12 empty] | 2025-09-01 | 2026-03-01 | bar: MAR; SEP
466 | H07B100466 | - | BEMS | B | - | ACT | C | H07 | BEMS | COLD LIGHT FOUNTAIN POWER LED 300 | COLD LIGHT FOUNTAIN POWER LED 300 | BA | OT | L01 | ISH/BE/01921 | 0 |  | 0 | HOSPITAL | 0 | 0 | 0 | 0 | 0 | 0 | 0 | 0 | 0 | 0 | 0 |  | 1900-01-01 | 1 | [8 empty] | OT |  |  |  | 0 | 0 | [12 empty] | admin | 2024-12-12 14:25 |  | KARL STORZ | TL300® | PM14948 | OPERATION THEATRE |  |  | 1 | B | 1 |  | SUP100049 | UMMI SURGICAL SDN BHD | STOR 208510 | GERMANY |  | UMMI SURGICAL SDN BHD |  |  | 0 | 0 | 0 | 0 |  |  |  |  | 2023-09-20 | KPJ Ipoh Specialist Hospital | 2 | [12 empty] | 2025-09-01 | 2026-03-01 | bar: MAR; SEP
467 | H07B100467 | 18037 | BEMS | B | - | ACT | C | H07 | BEMS | IMAGE 1 S CONNECT II | IMAGE 1 S CONNECT II | BA | OT | L01 | ISH/BE/01922 | 0 |  | 0 | HOSPITAL | 0 | 0 | 0 | 0 | 0 | 0 | 0 | 0 | 0 | 0 | 0 |  | 1900-01-01 | 1 | [8 empty] | OT |  |  |  | 0 | 0 | [12 empty] | admin | 2024-12-12 14:25 |  | KARL STORZ | TC201EN® | TM884375-P | OPERATION THEATRE |  |  | 1 | B | 1 |  | SUP100049 | UMMI SURGICAL SDN BHD | STOR 208510 | GERMANY |  | UMMI SURGICAL SDN BHD |  |  | 0 | 0 | 0 | 0 |  |  |  |  | 2023-09-20 | KPJ Ipoh Specialist Hospital | 2 | [12 empty] | 2025-09-01 | 2026-03-01 | bar: MAR; SEP
468 | H07B100468 | 18037 | BEMS | B | - | ACT | C | H07 | BEMS | IMAGE 1 S 4U-LINK | IMAGE 1 S 4U-LINK | BA | OT | L01 | ISH/BE/01923 | 0 |  | 0 | HOSPITAL | 0 | 0 | 0 | 0 | 0 | 0 | 0 | 0 | 0 | 0 | 0 |  | 1900-01-01 | 1 | [8 empty] | OT |  |  |  | 0 | 0 | [12 empty] | admin | 2024-12-12 14:25 |  | KARL STORZ | TC304 | RM878526-P | OPERATION THEATRE |  |  | 1 | B | 1 |  | SUP100049 | UMMI SURGICAL SDN BHD | STOR 208510 | GERMANY |  | UMMI SURGICAL SDN BHD |  |  | 0 | 0 | 0 | 0 |  |  |  |  | 2023-09-20 | KPJ Ipoh Specialist Hospital | 2 | [12 empty] | 2025-09-01 | 2026-03-01 | bar: MAR; SEP
469 | H07B100469 | - | BEMS | B | - | ACT | C | H07 | BEMS | ENDOFLATOR® 40 | ENDOFLATOR® 40 | BA | OT | L01 | ISH/BE/01924 | 0 |  | 0 | HOSPITAL | 0 | 0 | 0 | 0 | 0 | 0 | 0 | 0 | 0 | 0 | 0 |  | 1900-01-01 | 1 | [8 empty] | OT |  |  |  | 0 | 0 | [12 empty] | admin | 2024-12-12 14:25 |  | KARL STORZ | UI400® | PM12422 | OPERATION THEATRE |  |  | 1 | B | 1 |  | SUP100049 | UMMI SURGICAL SDN BHD | STOR 208510 | GERMANY |  | UMMI SURGICAL SDN BHD |  |  | 0 | 0 | 0 | 0 |  |  |  |  | 2023-09-20 | KPJ Ipoh Specialist Hospital | 2 | [12 empty] | 2025-09-01 | 2026-03-01 | bar: MAR; SEP
470 | H07B100470 | 16902 | BEMS | B | - | ACT | C | H07 | BEMS | AIDA SYSYEM | AIDA SYSYEM | BA | OT | L01 | ISH/BE/01925 | 0 |  | 0 | HOSPITAL | 0 | 0 | 0 | 0 | 0 | 0 | 0 | 0 | 0 | 0 | 0 |  | 1900-01-01 | 1 | [8 empty] | OT |  |  |  | 0 | 0 | [12 empty] | admin | 2024-12-12 14:25 |  | KARL STORZ | WD360-EN | M8WM211028,XN2000969 | OPERATION THEATRE |  |  | 1 | B | 1 |  | SUP100049 | UMMI SURGICAL SDN BHD | STOR 208510 | GERMANY |  | UMMI SURGICAL SDN BHD |  |  | 0 | 0 | 0 | 0 |  |  |  |  | 2023-09-20 | KPJ Ipoh Specialist Hospital | 2 | [12 empty] | 2025-09-01 | 2026-03-01 | bar: MAR; SEP
471 | H07B100471 | 13931 | BEMS | B | - | ACT | C | H07 | BEMS | SYRINGE PUMP TCI | SYRINGE PUMP TCI | BA | OT | L01 | ISH/BE/01926 | 0 |  | 0 | HOSPITAL | 11000 | 0 | 0 | 0 | 0 | 0 | 0 | 0 | 0 | 0 | 0 |  | 1900-01-01 | 1 | [8 empty] | OT |  |  |  | 0 | 0 | [12 empty] | admin | 2024-12-12 14:25 |  | MEDCAPTAIN | HP TCI | 6002209000518 | OPERATION THEATRE |  |  | 1 | B | 1 |  | ONEHEART MEDIC SDN BHD | ONEHEART MEDIC SDN BHD | STOR 213528 | CHINA |  | ONEHEART MEDIC SDN BHD |  |  | 0 | 0 | 0 | 0 |  |  |  |  | 2023-09-27 | KPJ Ipoh Specialist Hospital | 2 | [12 empty] | 2025-09-01 | 2026-03-01 | bar: MAR; SEP
472 | H07B100472 | 13931 | BEMS | B | - | ACT | C | H07 | BEMS | SYRINGE PUMP TCI | SYRINGE PUMP TCI | BA | OT | L01 | ISH/BE/01927 | 0 |  | 0 | HOSPITAL | 11000 | 0 | 0 | 0 | 0 | 0 | 0 | 0 | 0 | 0 | 0 |  | 1900-01-01 | 1 | [8 empty] | OT |  |  |  | 0 | 0 | [12 empty] | admin | 2024-12-12 14:25 |  | MEDCAPTAIN | HP TCI | 6002209000519 | OPERATION THEATRE |  |  | 1 | B | 1 |  | ONEHEART MEDIC SDN BHD | ONEHEART MEDIC SDN BHD | STOR 213528 | CHINA |  | ONEHEART MEDIC SDN BHD |  |  | 0 | 0 | 0 | 0 |  |  |  |  | 2023-09-27 | KPJ Ipoh Specialist Hospital | 2 | [12 empty] | 2025-09-01 | 2026-03-01 | bar: MAR; SEP
507 | H07B100507 | 12636 | BEMS | B | - | ACT | C | H07 | BEMS | VITAL SIGN MONITOR | VITAL SIGN MONITOR | BA | A&E | GF | ISH/BE/00660 | 0 |  | 0 | HOSPITAL | 7000 | 0 | 0 | 0 | 0 | 0 | 0 | 0 | 0 | 0 | 0 | 2010-02-01 | 1900-01-01 | 15 | [8 empty] | A&E |  |  |  | 0 | 0 | [12 empty] | admin | 2024-12-12 14:25 |  | GE | 0 | SDT 08270182SP | ACCIDENT & EMERGENCY SERVICES |  |  | 1 | B | 1 |  | JEBSEN & JESSEN TECHNOLOGY SDN BHD | JEBSEN & JESSEN TECHNOLOGY SDN BHD |  | GERMANY |  | PRINCIP ENGINEERING |  |  | 0 | 0 | 0 | 0 |  |  |  |  | 2009-03-02 | KPJ Ipoh Specialist Hospital | 2 | [12 empty] | 2025-09-01 | 2026-03-01 | bar: MAR; SEP
508 | H07B100508 | 17116 | BEMS | B | - | ACT | C | H07 | BEMS | DEFIBRILLATORS | DEFIBRILLATORS | BA | A&E | GF | ISH/BE/01520 | 0 |  | 0 | HOSPITAL | 18810 | 0 | 0 | 0 | 0 | 0 | 0 | 0 | 0 | 0 | 0 | 2018-06-01 | 1900-01-01 | 7 | [8 empty] | A&E |  |  |  | 0 | 0 | [12 empty] | admin | 2024-12-12 14:25 |  | PHILIPS | EFFICIA DFM100 | CN32610589 | ACCIDENT & EMERGENCY SERVICES |  |  | 1 | B | 1 |  | UWC HEALTHCARE SDN BHD | UWC HEALTHCARE SDN BHD | STOR 143296(FA) | GERMANY |  | PRINCIP ENGINEERING |  |  | 0 | 0 | 0 | 0 |  |  |  |  | 2017-06-15 | KPJ Ipoh Specialist Hospital | 2 | [12 empty] | 2025-09-01 | 2026-03-01 | bar: MAR; SEP
513 | H07B100513 | 12636 | BEMS | B | - | ACT | C | H07 | BEMS | VITAL SIGN MONITOR | VITAL SIGN MONITOR | BA | A&E | GF | ISH/BE/00728 | 0 |  | 0 | HOSPITAL | 7500 | 0 | 0 | 0 | 0 | 0 | 0 | 0 | 0 | 0 | 0 | 2010-12-01 | 1900-01-01 | 15 | [8 empty] | A&E |  |  |  | 0 | 0 | [12 empty] | admin | 2024-12-12 14:25 |  | GE | CARESCAPE V100 | SDT 09370114 SP | ACCIDENT & EMERGENCY SERVICES |  |  | 1 | B | 1 |  | S&F ENTERPRISE | S&F ENTERPRISE |  | GERMANY |  | PRINCIP ENGINEERING |  |  | 0 | 0 | 0 | 0 |  |  |  |  | 2009-09-12 | KPJ Ipoh Specialist Hospital | 2 | [12 empty] | 2025-09-01 | 2026-03-01 | bar: MAR; SEP
552 | H07B100552 | 15709 | BEMS | B | - | ACT | C | H07 | BEMS | I-STAT | I-STAT | BA | A&E | GF | ISH/BE/01976 | 0 |  | 0 | HOSPITAL | 44550 | 0 | 0 | 0 | 0 | 0 | 0 | 0 | 0 | 0 | 0 | 2025-03-06 | 1900-01-01 | 0 | [8 empty] | A&E |  |  |  | 0 | 0 | [12 empty] | admin | 2024-12-12 14:25 |  | ABBOTT | I-STAT ALINITY | 810419 | ACCIDENT & EMERGENCY SERVICES |  |  | 1 | B | 1 |  | TRANSMEDIC HEALTHCARE SDN BHD | TRANSMEDIC HEALTHCARE SDN BHD | STOR 220530 |  |  | TRANSMEDIC HEALTHCARE SDN BHD |  |  | 0 | 0 | 0 | 0 |  |  |  |  | 2024-03-07 | KPJ Ipoh Specialist Hospital | 2 | [12 empty] | 2025-09-01 | 2026-03-01 | bar: MAR; SEP
577 | H07B100577 | 12647 | BEMS | B | - | ACT | C | H07 | BEMS | PATIENT MONITORING SYSTEM | PATIENT MONITORING SYSTEM | BA | CAOT | L01 | ISH/BE/01502 | 0 |  | 0 | HOSPITAL | 80000 | 0 | 0 | 0 | 0 | 0 | 0 | 0 | 0 | 0 | 0 | 2019-01-01 | 1900-01-01 | 7 | [8 empty] | CAOT |  |  |  | 0 | 0 | [12 empty] | admin | 2024-12-12 14:25 |  | PHILIPS | 865241 MX700 | DE58544522 |  |  |  | 1 | B | 1 |  | SUP100018 | IDS MEDICAL SYSTEM (M) SDN BHD | STOR 135435 (FA) | GERMANY |  | IDS MEDICAL SYSTEM (M) SDN BHD |  |  | 0 | 0 | 0 | 0 |  |  |  |  | 2017-01-06 | KPJ Ipoh Specialist Hospital | 2 | [12 empty] | 2025-09-01 | 2026-03-01 | bar: MAR; SEP
581 | H07B100581 | 10134 | BEMS | B | - | ACT | C | H07 | BEMS | ANEASTHESIA UNITS | ANEASTHESIA UNITS | BA | CAOT | L01 | ISH/BE/01080 | 0 |  | 0 | HOSPITAL | 175000 | 0 | 0 | 0 | 0 | 0 | 0 | 0 | 0 | 0 | 0 | 2015-02-01 | 1900-01-01 | 11 | [8 empty] | CAOT |  |  |  | 0 | 0 | [12 empty] | admin | 2024-12-12 14:25 |  | DRAGER | PRIMUS | AESA-0278 |  |  |  | 1 | B | 1 |  | DRAGER MEDICAL S.E.A. PTE LTD | DRAGER MEDICAL S.E.A. PTE LTD | STOR101774(FA) | GERMANY |  | DREAGER MALAYSIA SDN BHD |  |  | 0 | 0 | 0 | 0 |  |  |  |  | 2013-02-27 | KPJ Ipoh Specialist Hospital | 2 | [12 empty] | 2025-09-01 | 2026-03-01 | bar: MAR; SEP
625 | H07B100625 | 13215 | BEMS | B | - | ACT | C | H07 | BEMS | INFUSION PUMP | INFUSION PUMP | BB | DAY CARE | GF | ISH/BE/01915 | 0 |  | 0 | HOSPITAL | 4730 | 0 | 0 | 0 | 0 | 0 | 0 | 0 | 0 | 0 | 0 |  | 1900-01-01 | 1 | [8 empty] | DAY CARE |  |  |  | 0 | 0 | [12 empty] | admin | 2024-12-12 14:25 |  | TERUMO | TE*LM730A02 | 2302010053 |  |  |  | 1 | B | 1 |  | SUMMIT COMPANY (MALAYSIA) SDN BHD | SUMMIT COMPANY (MALAYSIA) SDN BHD | STOR 211730 | JAPAN |  | SUMMIT COMPANY (MALAYSIA) SDN BHD |  |  | 0 | 0 | 0 | 0 |  |  |  |  | 2023-09-19 | KPJ Ipoh Specialist Hospital | 2 | [12 empty] | 2025-09-01 | 2026-03-01 | bar: MAR; SEP
626 | H07B100626 | 13215 | BEMS | B | - | ACT | C | H07 | BEMS | INFUSION PUMP | INFUSION PUMP | BB | DAY CARE | GF | ISH/BE/01916 | 0 |  | 0 | HOSPITAL | 4730 | 0 | 0 | 0 | 0 | 0 | 0 | 0 | 0 | 0 | 0 |  | 1900-01-01 | 1 | [8 empty] | DAY CARE |  |  |  | 0 | 0 | [12 empty] | admin | 2024-12-12 14:25 |  | TERUMO | TE*LM730A02 | 2302010054 |  |  |  | 1 | B | 1 |  | SUMMIT COMPANY (MALAYSIA) SDN BHD | SUMMIT COMPANY (MALAYSIA) SDN BHD | STOR 211730 | JAPAN |  | SUMMIT COMPANY (MALAYSIA) SDN BHD |  |  | 0 | 0 | 0 | 0 |  |  |  |  | 2023-09-19 | KPJ Ipoh Specialist Hospital | 2 | [12 empty] | 2025-09-01 | 2026-03-01 | bar: MAR; SEP
627 | H07B100627 | 13215 | BEMS | B | - | ACT | C | H07 | BEMS | INFUSION PUMP | INFUSION PUMP | BB | DAY CARE | GF | ISH/BE/01917 | 0 |  | 0 | HOSPITAL | 4730 | 0 | 0 | 0 | 0 | 0 | 0 | 0 | 0 | 0 | 0 |  | 1900-01-01 | 1 | [8 empty] | DAY CARE |  |  |  | 0 | 0 | [12 empty] | admin | 2024-12-12 14:25 |  | TERUMO | TE*LM730A02 | 2302010055 |  |  |  | 1 | B | 1 |  | SUMMIT COMPANY (MALAYSIA) SDN BHD | SUMMIT COMPANY (MALAYSIA) SDN BHD | STOR 211730 | JAPAN |  | SUMMIT COMPANY (MALAYSIA) SDN BHD |  |  | 0 | 0 | 0 | 0 |  |  |  |  | 2023-09-19 | KPJ Ipoh Specialist Hospital | 2 | [12 empty] | 2025-09-01 | 2026-03-01 | bar: MAR; SEP
628 | H07B100628 | 13215 | BEMS | B | - | ACT | C | H07 | BEMS | INFUSION PUMP | INFUSION PUMP | BB | DAY CARE | GF | ISH/BE/01918 | 0 |  | 0 | HOSPITAL | 4730 | 0 | 0 | 0 | 0 | 0 | 0 | 0 | 0 | 0 | 0 |  | 1900-01-01 | 1 | [8 empty] | DAY CARE |  |  |  | 0 | 0 | [12 empty] | admin | 2024-12-12 14:25 |  | TERUMO | TE*LM730A02 | 2305010001 |  |  |  | 1 | B | 1 |  | SUMMIT COMPANY (MALAYSIA) SDN BHD | SUMMIT COMPANY (MALAYSIA) SDN BHD | STOR 211730 | JAPAN |  | SUMMIT COMPANY (MALAYSIA) SDN BHD |  |  | 0 | 0 | 0 | 0 |  |  |  |  | 2023-09-19 | KPJ Ipoh Specialist Hospital | 2 | [12 empty] | 2025-09-01 | 2026-03-01 | bar: MAR; SEP
629 | H07B100629 | 13215 | BEMS | B | - | ACT | C | H07 | BEMS | INFUSION PUMP | INFUSION PUMP | BB | DAY CARE | GF | ISH/BE/01919 | 0 |  | 0 | HOSPITAL | 4730 | 0 | 0 | 0 | 0 | 0 | 0 | 0 | 0 | 0 | 0 |  | 1900-01-01 | 1 | [8 empty] | DAY CARE |  |  |  | 0 | 0 | [12 empty] | admin | 2024-12-12 14:25 |  | TERUMO | TE*LM730A02 | 2305010002 |  |  |  | 1 | B | 1 |  | SUMMIT COMPANY (MALAYSIA) SDN BHD | SUMMIT COMPANY (MALAYSIA) SDN BHD | STOR 211730 | JAPAN |  | SUMMIT COMPANY (MALAYSIA) SDN BHD |  |  | 0 | 0 | 0 | 0 |  |  |  |  | 2023-09-19 | KPJ Ipoh Specialist Hospital | 2 | [12 empty] | 2025-09-01 | 2026-03-01 | bar: MAR; SEP
664 | H07B100664 | - | BEMS | B | - | ACT | C | H07 | BEMS | SCANNING SYSTEMS, ULTRASONIC, COLONOSCOPIC | SCANNING SYSTEMS, ULTRASONIC, COLONOSCOPIC | BB | DIAGNOSTIC CENTRE | L01 | ISH/BE/00805 | 0 |  | 0 | HOSPITAL | 269660 | 0 | 0 | 0 | 0 | 0 | 0 | 0 | 0 | 0 | 0 | 2011-04-01 | 1900-01-01 | 14 | [8 empty] | DIAGNOSTIC CENTRE |  |  |  | 0 | 0 | [12 empty] | admin | 2024-12-12 14:25 |  | BK MEDICAL | FLEX FOCUS 1202 | 1900459 |  |  |  | 1 | B | 1 |  | SUP100019 | MEDI-LIFE (M) SDN BHD | STOR 80105 | GERMANY |  | MEDILIFE SDN BHD |  |  | 0 | 0 | 0 | 0 |  |  |  |  | 2010-04-27 | KPJ Ipoh Specialist Hospital | 2 | [12 empty] | 2025-09-01 | 2026-03-01 | bar: MAR; SEP
665 | H07B100665 | 11490 | BEMS | B | - | ACT | C | H07 | BEMS | ELECTROSURGICAL UNITS | ELECTROSURGICAL UNITS | BB | DIAGNOSTIC CENTRE | L01 | ISH/BE/00815 | 0 |  | 0 | HOSPITAL | 49000 | 0 | 0 | 0 | 0 | 0 | 0 | 0 | 0 | 0 | 0 | 2011-05-01 | 1900-01-01 | 14 | [8 empty] | DIAGNOSTIC CENTRE |  |  |  | 0 | 0 | [12 empty] | admin | 2024-12-12 14:25 |  | ERBE | VIO 300S | 11317114 |  |  |  | 1 | B | 1 |  | AVRO MEDICAL SDN.BHD | AVRO MEDICAL SDN.BHD |  | GERMANY |  | MEDILIFE SDN BHD |  |  | 0 | 0 | 0 | 0 |  |  |  |  | 2010-05-17 | KPJ Ipoh Specialist Hospital | 2 | [12 empty] | 2025-09-01 | 2026-03-01 | bar: MAR; SEP
670 | H07B100670 | - | BEMS | B | - | ACT | C | H07 | BEMS | ARGON PLASMA COAGULATION UNIT | ARGON PLASMA COAGULATION UNIT | BB | DIAGNOSTIC CENTRE | L01 | ISH/BE/01019 | 0 |  | 0 | HOSPITAL | 71250 | 0 | 0 | 0 | 0 | 0 | 0 | 0 | 0 | 0 | 0 | 2012-11-01 | 1900-01-01 | 13 | [8 empty] | DIAGNOSTIC CENTRE |  |  |  | 0 | 0 | [12 empty] | admin | 2024-12-12 14:25 |  | ERBE | APC 2 | 11326132 |  |  |  | 1 | B | 1 |  | AVRO MEDICAL SDN.BHD | AVRO MEDICAL SDN.BHD |  | GERMANY |  | MEDILIFE SDN BHD |  |  | 0 | 0 | 0 | 0 |  |  |  |  | 2011-01-11 | KPJ Ipoh Specialist Hospital | 2 | [12 empty] | 2025-09-01 | 2026-03-01 | bar: MAR; SEP
695 | H07B100695 | 18034 | BEMS | B | - | ACT | C | H07 | BEMS | VIDEO PROCESSOR | VIDEO PROCESSOR | BB | DIAGNOSTIC CENTRE | L01 | ISH/BE/01772 | 0 |  | 0 | HOSPITAL | 671152 | 0 | 0 | 0 | 0 | 0 | 0 | 0 | 0 | 0 | 0 |  | 1900-01-01 | 1 | [8 empty] | DIAGNOSTIC CENTRE |  |  |  | 0 | 0 | [12 empty] | admin | 2024-12-12 14:25 |  | OLYMPUS | CV-1500 (PAL) | 7247970 |  |  |  | 1 | B | 1 |  | OLYMPUS (M) SDN BHD | OLYMPUS (M) SDN BHD | STOR 208609 | JAPAN |  | OLYMPUS (M) SDN BHD |  |  | 0 | 0 | 0 | 0 |  |  |  |  | 2023-03-14 | KPJ Ipoh Specialist Hospital | 2 | [12 empty] | 2025-09-01 | 2026-03-01 | bar: MAR; SEP
696 | H07B100696 | 15967 | BEMS | B | - | ACT | C | H07 | BEMS | MONITOR LCD | MONITOR LCD | BB | DIAGNOSTIC CENTRE | L01 | ISH/BE/01773 | 0 |  | 0 | HOSPITAL | 0 | 0 | 0 | 0 | 0 | 0 | 0 | 0 | 0 | 0 | 0 |  | 1900-01-01 | 1 | [8 empty] | DIAGNOSTIC CENTRE |  |  |  | 0 | 0 | [12 empty] | admin | 2024-12-12 14:25 |  | OLYMPUS | OEV321UH | 7252471 |  |  |  | 1 | B | 1 |  | OLYMPUS (M) SDN BHD | OLYMPUS (M) SDN BHD | STOR 208609 | JAPAN |  | OLYMPUS (M) SDN BHD |  |  | 0 | 0 | 0 | 0 |  |  |  |  | 2023-03-14 | KPJ Ipoh Specialist Hospital | 2 | [12 empty] | 2025-09-01 | 2026-03-01 | bar: MAR; SEP
697 | H07B100697 | 15967 | BEMS | B | - | ACT | C | H07 | BEMS | MONITOR LCD | MONITOR LCD | BB | DIAGNOSTIC CENTRE | L01 | ISH/BE/01774 | 0 |  | 0 | HOSPITAL | 0 | 0 | 0 | 0 | 0 | 0 | 0 | 0 | 0 | 0 | 0 |  | 1900-01-01 | 1 | [8 empty] | DIAGNOSTIC CENTRE |  |  |  | 0 | 0 | [12 empty] | admin | 2024-12-12 14:25 |  | OLYMPUS | OEV321UH | 7251936 |  |  |  | 1 | B | 1 |  | OLYMPUS (M) SDN BHD | OLYMPUS (M) SDN BHD | STOR 208609 | JAPAN |  | OLYMPUS (M) SDN BHD |  |  | 0 | 0 | 0 | 0 |  |  |  |  | 2023-03-14 | KPJ Ipoh Specialist Hospital | 2 | [12 empty] | 2025-09-01 | 2026-03-01 | bar: MAR; SEP
698 | H07B100698 | - | BEMS | B | - | ACT | C | H07 | BEMS | WORKSTATION W/ MAJ-1641, MAJ-1640 | WORKSTATION W/ MAJ-1641, MAJ-1640 | BB | DIAGNOSTIC CENTRE | L01 | ISH/BE/01775 | 0 |  | 0 | HOSPITAL | 0 | 0 | 0 | 0 | 0 | 0 | 0 | 0 | 0 | 0 | 0 |  | 1900-01-01 | 1 | [8 empty] | DIAGNOSTIC CENTRE |  |  |  | 0 | 0 | [12 empty] | admin | 2024-12-12 14:25 |  | OLYMPUS | WM-NP2 | 22021127 |  |  |  | 1 | B | 1 |  | OLYMPUS (M) SDN BHD | OLYMPUS (M) SDN BHD | STOR 208609 | JAPAN |  | OLYMPUS (M) SDN BHD |  |  | 0 | 0 | 0 | 0 |  |  |  |  | 2023-03-14 | KPJ Ipoh Specialist Hospital | 2 | [12 empty] | 2025-09-01 | 2026-03-01 | bar: MAR; SEP
699 | H07B100699 | - | BEMS | B | - | ACT | C | H07 | BEMS | FLUSHING SYSTEM | FLUSHING SYSTEM | BB | DIAGNOSTIC CENTRE | L01 | ISH/BE/01776 | 0 |  | 0 | HOSPITAL | 0 | 0 | 0 | 0 | 0 | 0 | 0 | 0 | 0 | 0 | 0 |  | 1900-01-01 | 1 | [8 empty] | DIAGNOSTIC CENTRE |  |  |  | 0 | 0 | [12 empty] | admin | 2024-12-12 14:25 |  | OLYMPUS | OFP-2 | 22235001 |  |  |  | 1 | B | 1 |  | OLYMPUS (M) SDN BHD | OLYMPUS (M) SDN BHD | STOR 208609 | JAPAN |  | OLYMPUS (M) SDN BHD |  |  | 0 | 0 | 0 | 0 |  |  |  |  | 2023-03-14 | KPJ Ipoh Specialist Hospital | 2 | [12 empty] | 2025-09-01 | 2026-03-01 | bar: MAR; SEP
700 | H07B100700 | 16974 | BEMS | B | - | ACT | C | H07 | BEMS | VIDEO RECORDER W DVD OPTICAL | VIDEO RECORDER W DVD OPTICAL | BB | DIAGNOSTIC CENTRE | L01 | ISH/BE/01777 | 0 |  | 0 | HOSPITAL | 0 | 0 | 0 | 0 | 0 | 0 | 0 | 0 | 0 | 0 | 0 |  | 1900-01-01 | 1 | [8 empty] | DIAGNOSTIC CENTRE |  |  |  | 0 | 0 | [12 empty] | admin | 2024-12-12 14:25 |  | SONY | HVO-550MD | 122242 |  |  |  | 1 | B | 1 |  | OLYMPUS (M) SDN BHD | OLYMPUS (M) SDN BHD | STOR 208609 | JAPAN |  | OLYMPUS (M) SDN BHD |  |  | 0 | 0 | 0 | 0 |  |  |  |  | 2023-03-14 | KPJ Ipoh Specialist Hospital | 2 | [12 empty] | 2025-09-01 | 2026-03-01 | bar: MAR; SEP
701 | H07B100701 | - | BEMS | B | - | ACT | C | H07 | BEMS | VIDEO COLOR PRINTER | VIDEO COLOR PRINTER | BB | DIAGNOSTIC CENTRE | L01 | ISH/BE/01778 | 0 |  | 0 | HOSPITAL | 0 | 0 | 0 | 0 | 0 | 0 | 0 | 0 | 0 | 0 | 0 |  | 1900-01-01 | 1 | [8 empty] | DIAGNOSTIC CENTRE |  |  |  | 0 | 0 | [12 empty] | admin | 2024-12-12 14:25 |  | SONY | UP-25MD | 744149 |  |  |  | 1 | B | 1 |  | OLYMPUS (M) SDN BHD | OLYMPUS (M) SDN BHD | STOR 208609 | JAPAN |  | OLYMPUS (M) SDN BHD |  |  | 0 | 0 | 0 | 0 |  |  |  |  | 2023-03-14 | KPJ Ipoh Specialist Hospital | 2 | [12 empty] | 2025-09-01 | 2026-03-01 | bar: MAR; SEP
702 | H07B100702 | - | BEMS | B | - | ACT | C | H07 | BEMS | CO2 REGULATION UNIT | CO2 REGULATION UNIT | BB | DIAGNOSTIC CENTRE | L01 | ISH/BE/01779 | 0 |  | 0 | HOSPITAL | 0 | 0 | 0 | 0 | 0 | 0 | 0 | 0 | 0 | 0 | 0 |  | 1900-01-01 | 1 | [8 empty] | DIAGNOSTIC CENTRE |  |  |  | 0 | 0 | [12 empty] | admin | 2024-12-12 14:25 |  | OLYMPUS | UCR | 7261300 |  |  |  | 1 | B | 1 |  | OLYMPUS (M) SDN BHD | OLYMPUS (M) SDN BHD | STOR 208609 | JAPAN |  | OLYMPUS (M) SDN BHD |  |  | 0 | 0 | 0 | 0 |  |  |  |  | 2023-03-14 | KPJ Ipoh Specialist Hospital | 2 | [12 empty] | 2025-09-01 | 2026-03-01 | bar: MAR; SEP
703 | H07B100703 | - | BEMS | B | - | ACT | C | H07 | BEMS | ENDOSCOPE MAINTENANCE UNIT | ENDOSCOPE MAINTENANCE UNIT | BB | DIAGNOSTIC CENTRE | L01 | ISH/BE/01780 | 0 |  | 0 | HOSPITAL | 0 | 0 | 0 | 0 | 0 | 0 | 0 | 0 | 0 | 0 | 0 |  | 1900-01-01 | 1 | [8 empty] | DIAGNOSTIC CENTRE |  |  |  | 0 | 0 | [12 empty] | admin | 2024-12-12 14:25 |  | OLYMPUS | MU-1 | 7278223 |  |  |  | 1 | B | 1 |  | OLYMPUS (M) SDN BHD | OLYMPUS (M) SDN BHD | STOR 208609 | JAPAN |  | OLYMPUS (M) SDN BHD |  |  | 0 | 0 | 0 | 0 |  |  |  |  | 2023-03-14 | KPJ Ipoh Specialist Hospital | 2 | [12 empty] | 2025-09-01 | 2026-03-01 | bar: MAR; SEP
704 | H07B100704 | 17665 | BEMS | B | - | ACT | C | H07 | BEMS | COLONOSCOPE | COLONOSCOPE | BB | DIAGNOSTIC CENTRE | L01 | ISH/BE/01781 | 0 |  | 0 | HOSPITAL | 0 | 0 | 0 | 0 | 0 | 0 | 0 | 0 | 0 | 0 | 0 |  | 1900-01-01 | 1 | [8 empty] | DIAGNOSTIC CENTRE |  |  |  | 0 | 0 | [12 empty] | admin | 2024-12-12 14:25 |  | OLYMPUS | CF-HQ190L | 2291256 |  |  |  | 1 | B | 1 |  | OLYMPUS (M) SDN BHD | OLYMPUS (M) SDN BHD | STOR 208609 | JAPAN |  | OLYMPUS (M) SDN BHD |  |  | 0 | 0 | 0 | 0 |  |  |  |  | 2023-03-14 | KPJ Ipoh Specialist Hospital | 2 | [12 empty] | 2025-09-01 | 2026-03-01 | bar: MAR; SEP
705 | H07B100705 | 17663 | BEMS | B | - | ACT | C | H07 | BEMS | GASTROSCOPE | GASTROSCOPE | BB | DIAGNOSTIC CENTRE | L01 | ISH/BE/01782 | 0 |  | 0 | HOSPITAL | 0 | 0 | 0 | 0 | 0 | 0 | 0 | 0 | 0 | 0 | 0 |  | 1900-01-01 | 1 | [8 empty] | DIAGNOSTIC CENTRE |  |  |  | 0 | 0 | [12 empty] | admin | 2024-12-12 14:25 |  | OLYMPUS | GIF-HQ190 | 2372774 |  |  |  | 1 | B | 1 |  | OLYMPUS (M) SDN BHD | OLYMPUS (M) SDN BHD | STOR 208609 | JAPAN |  | OLYMPUS (M) SDN BHD |  |  | 0 | 0 | 0 | 0 |  |  |  |  | 2023-03-14 | KPJ Ipoh Specialist Hospital | 2 | [12 empty] | 2025-09-01 | 2026-03-01 | bar: MAR; SEP
706 | H07B100706 | 17663 | BEMS | B | - | ACT | C | H07 | BEMS | GASTROSCOPE | GASTROSCOPE | BB | DIAGNOSTIC CENTRE | L01 | ISH/BE/01783 | 0 |  | 0 | HOSPITAL | 0 | 0 | 0 | 0 | 0 | 0 | 0 | 0 | 0 | 0 | 0 |  | 1900-01-01 | 1 | [8 empty] | DIAGNOSTIC CENTRE |  |  |  | 0 | 0 | [12 empty] | admin | 2024-12-12 14:25 |  | OLYMPUS | GIF-HQ190 | 2372768 |  |  |  | 1 | B | 1 |  | OLYMPUS (M) SDN BHD | OLYMPUS (M) SDN BHD | STOR 208609 | JAPAN |  | OLYMPUS (M) SDN BHD |  |  | 0 | 0 | 0 | 0 |  |  |  |  | 2023-03-14 | KPJ Ipoh Specialist Hospital | 2 | [12 empty] | 2025-09-01 | 2026-03-01 | bar: MAR; SEP
743 | H07B100743 | 12636 | BEMS | B | - | ACT | C | H07 | BEMS | PATIENT MONITORING SYSTEM | PATIENT MONITORING SYSTEM | BA | DIAGNOSTIC IMAGING | L01 | ISH/BE/00339 | 0 |  | 0 | HOSPITAL | 25000 | 0 | 0 | 0 | 0 | 0 | 0 | 0 | 0 | 0 | 0 |  | 1900-01-01 | 18 | [8 empty] | DIAGNOSTIC IMAGING |  |  |  | 0 | 0 | [12 empty] | admin | 2024-12-12 14:25 |  | GE | PRO 1000 | WAA054700395A |  |  |  | 1 | B | 1 |  | JEBSEN & JESSEN TECHNOLOGY SDN BHD | JEBSEN & JESSEN TECHNOLOGY SDN BHD |  | GERMANY |  | PRINCIP ENGINEERING |  |  | 0 | 0 | 0 | 0 |  |  |  |  | 2006-06-10 | KPJ Ipoh Specialist Hospital | 2 | [12 empty] | 2025-09-01 | 2026-03-01 | bar: MAR; SEP
766 | H07B100766 | 17203 | BEMS | B | - | ACT | C | H07 | BEMS | ULTRASOUND SYSTEM | ULTRASOUND SYSTEM | BA | DIAGNOSTIC IMAGING | L01 | ISH/BE/01769 | 0 |  | 0 | HOSPITAL | 261250 | 0 | 0 | 0 | 0 | 0 | 0 | 0 | 0 | 0 | 0 |  | 1900-01-01 | 1 | [8 empty] | DIAGNOSTIC IMAGING |  |  |  | 0 | 0 | [12 empty] | admin | 2024-12-12 14:25 |  | MINDRAY | RESONA I9 | KF8-32001892 |  |  |  | 1 | B | 1 |  | INFINITY MEDICAL SDN BHD | INFINITY MEDICAL SDN BHD | STOR 208777 | CHINA |  | INFINITY MEDICAL SDN BHD |  |  | 0 | 0 | 0 | 0 |  |  |  |  | 2023-03-13 | KPJ Ipoh Specialist Hospital | 2 | [12 empty] | 2025-09-01 | 2026-03-01 | bar: MAR; SEP
769 | H07B100769 | 12636 | BEMS | B | - | ACT | C | H07 | BEMS | VITAL SIGN MONITOR | VITAL SIGN MONITOR | BA | DIALYSIS CENTRE | GF | ISH/BE/01271 | 0 |  | 0 | HOSPITAL | 6500 | 0 | 0 | 0 | 0 | 0 | 0 | 0 | 0 | 0 | 0 | 2016-05-01 | 1900-01-01 | 9 | [8 empty] | DIALYSIS CENTRE |  |  |  | 0 | 0 | [12 empty] | admin | 2024-12-12 14:25 |  | ADVANCED INST, US | VSM-300 | 302041-M15503240001 |  |  |  | 1 | B | 1 |  | UWC HEALTHCARE SDN BHD | UWC HEALTHCARE SDN BHD |  | USA |  | PRINCIP ENGINEERING |  |  | 0 | 0 | 0 | 0 |  |  |  |  | 2015-05-27 | KPJ Ipoh Specialist Hospital | 2 | [12 empty] | 2025-09-01 | 2026-03-01 | bar: MAR; SEP
770 | H07B100770 | 11073 | BEMS | B | - | ACT | N | H07 | BEMS | NIBP MONITOR | NIBP MONITOR | BA | DIALYSIS CENTRE | GF | ISH/BE/00569 | 0 |  | 0 | HOSPITAL | 5000 | 0 | 0 | 0 | 0 | 0 | 0 | 0 | 0 | 0 | 0 |  | 1900-01-01 | 16 | [8 empty] | DIALYSIS CENTRE |  |  |  | 0 | 0 | [12 empty] | admin | 2024-12-12 14:25 |  | GE | PRO CARE 100 | AAW08240438SA |  |  |  | 1 | B | 1 |  | JEBSEN & JESSEN TECHNOLOGY SDN BHD | JEBSEN & JESSEN TECHNOLOGY SDN BHD |  | GERMANY |  | PRINCIP ENGINEERING |  |  | 0 | 0 | 0 | 0 |  |  |  |  | 2008-12-16 | KPJ Ipoh Specialist Hospital | 2 | [12 empty] | 2025-09-01 | 2026-03-01 | bar: MAR; SEP
861 | H07B100861 | 18037 | BEMS | B | - | ACT | C | H07 | BEMS | IMAGE 1 CONNECT | IMAGE 1 CONNECT | BB | DR TAN KENG LU | L01 | ISH/BE/01580 | 0 |  | 0 | HOSPITAL | 40182 | 0 | 0 | 0 | 0 | 0 | 0 | 0 | 0 | 0 | 0 | 2021-01-01 | 1900-01-01 | 5 | [8 empty] | DR TAN KENG LU |  |  |  | 0 | 0 | [12 empty] | admin | 2024-12-12 14:25 |  | KARL STORZ | TC200EN | YR794746-P |  |  |  | 1 | B | 1 |  | SUP100049 | UMMI SURGICAL SDN BHD | STOR 166074 | GERMANY |  | UMMI SURGICAL SDN BHD |  |  | 0 | 0 | 0 | 0 |  |  |  |  | 2019-01-16 | KPJ Ipoh Specialist Hospital | 2 | [12 empty] | 2025-09-01 | 2026-03-01 | bar: MAR; SEP
862 | H07B100862 | 18037 | BEMS | B | - | ACT | C | H07 | BEMS | IMAGE 1 X-LINK | IMAGE 1 X-LINK | BB | DR TAN KENG LU | L01 | ISH/BE/01581 | 0 |  | 0 | HOSPITAL | 27777 | 0 | 0 | 0 | 0 | 0 | 0 | 0 | 0 | 0 | 0 | 2021-01-01 | 1900-01-01 | 5 | [8 empty] | DR TAN KENG LU |  |  |  | 0 | 0 | [12 empty] | admin | 2024-12-12 14:25 |  | KARL STORZ | TC301 | WR792335-P |  |  |  | 1 | B | 1 |  | SUP100049 | UMMI SURGICAL SDN BHD | STOR 166074 | GERMANY |  | UMMI SURGICAL SDN BHD |  |  | 0 | 0 | 0 | 0 |  |  |  |  | 2019-01-16 | KPJ Ipoh Specialist Hospital | 2 | [12 empty] | 2025-09-01 | 2026-03-01 | bar: MAR; SEP
863 | H07B100863 | 17001 | BEMS | B | - | ACT | C | H07 | BEMS | IMAGE 1 HX CAMERA HEAD | IMAGE 1 HX CAMERA HEAD | BB | DR TAN KENG LU | L01 | ISH/BE/01582 | 0 |  | 0 | HOSPITAL | 37466 | 0 | 0 | 0 | 0 | 0 | 0 | 0 | 0 | 0 | 0 | 2021-01-01 | 1900-01-01 | 5 | [8 empty] | DR TAN KENG LU |  |  |  | 0 | 0 | [12 empty] | admin | 2024-12-12 14:25 |  | KARL STORZ | TH110 | UR997948-H |  |  |  | 1 | B | 1 |  | SUP100049 | UMMI SURGICAL SDN BHD | STOR 166074 | GERMANY |  | UMMI SURGICAL SDN BHD |  |  | 0 | 0 | 0 | 0 |  |  |  |  | 2019-01-16 | KPJ Ipoh Specialist Hospital | 2 | [12 empty] | 2025-09-01 | 2026-03-01 | bar: MAR; SEP
864 | H07B100864 | - | BEMS | B | - | ACT | C | H07 | BEMS | AUTOREF / KERATOMETER | AUTOREF / KERATOMETER | BB | DR JASVINDER | L01 | ISH/BE/01670 | 0 |  | 0 | HOSPITAL | 24000 | 0 | 0 | 0 | 0 | 0 | 0 | 0 | 0 | 0 | 0 | 2024-03-24 | 1900-01-01 | 2 | [8 empty] | DR JASVINDER |  |  |  | 0 | 0 | [12 empty] | admin | 2024-12-12 14:25 |  | GRAND SEIKO | GR-3300K | 68BB1548 |  |  |  | 1 | B | 1 |  | OPTHALMIC INSTRUMENTS (M) SDN BHD | OPTHALMIC INSTRUMENTS (M) SDN BHD |  | JAPAN |  | OPTHALMIC INSTRUMENTS (M) SDN BHD |  |  | 0 | 0 | 0 | 0 |  |  |  |  | 2022-03-31 | KPJ Ipoh Specialist Hospital | 2 | [12 empty] | 2025-09-01 | 2026-03-01 | bar: MAR; SEP
874 | H07B100874 | 17001 | BEMS | B | - | ACT | C | H07 | BEMS | 26" FULL HD CAMERA | 26" FULL HD CAMERA | BB | DR TAN KENG LU | L02 | ISH/BE/01583 | 0 |  | 0 | HOSPITAL | 34533 | 0 | 0 | 0 | 0 | 0 | 0 | 0 | 0 | 0 | 0 | 2021-01-01 | 1900-01-01 | 5 | [8 empty] | DR TAN KENG LU |  |  |  | 0 | 0 | [12 empty] | admin | 2024-12-12 14:25 |  | KARL STORZ | 9826NB | K7IE10417 |  |  |  | 1 | B | 1 |  | SUP100049 | UMMI SURGICAL SDN BHD | STOR 166074 | GERMANY |  | UMMI SURGICAL SDN BHD |  |  | 0 | 0 | 0 | 0 |  |  |  |  | 2019-01-16 | KPJ Ipoh Specialist Hospital | 2 | [12 empty] | 2025-09-01 | 2026-03-01 | bar: MAR; SEP
928 | H07B100928 | - | BEMS | B | - | ACT | C | H07 | BEMS | TRANSCRANIAL MAGNETIC STIMULATION (TMS) | TRANSCRANIAL MAGNETIC STIMULATION (TMS) | BA | PHYSIOTHERAPY | GF | ISH/BE/02060 | 0 |  | 0 | HOSPITAL | 248000 | 0 | 0 | 0 | 0 | 0 | 0 | 0 | 0 | 0 | 0 | 2026-09-18 | 1900-01-01 | 0 | [8 empty] | PHYSIOTHERAPY |  |  |  | 0 | 0 | [12 empty] | admin | 2024-12-12 14:25 |  | SHENZHEN YING CHI TECHNOL | M-100 ULTIMATE | TUAB408028001 |  |  |  | 1 | B | 1 |  | SUTERA KARLMEDIK SDN BHD | SUTERA KARLMEDIK SDN BHD | STOR 228953 (FA) | CHINA |  | DAN MEDIK SDN BHD |  |  | 0 | 0 | 0 | 0 |  |  |  |  | 2024-09-19 | KPJ Ipoh Specialist Hospital | 2 | [12 empty] | 2025-09-01 | 2026-03-01 | bar: MAR; SEP
938 | H07B100938 | 12636 | BEMS | B | - | ACT | C | H07 | BEMS | VITAL SIGN MONITOR | VITAL SIGN MONITOR | BB | PREMIER WARD | L05 | ISH/BE/00659 | 0 |  | 0 | HOSPITAL | 7000 | 0 | 0 | 0 | 0 | 0 | 0 | 0 | 0 | 0 | 0 | 2010-02-01 | 1900-01-01 | 15 | [8 empty] | PREMIER WARD |  |  |  | 0 | 0 | [12 empty] | admin | 2024-12-12 14:25 |  | GE | CARESCAPE V100 | SDT 08270174SP |  |  |  | 1 | B | 1 |  | SUP100016 | INSAN BAKTI SDN BHD |  | GERMANY |  | PRINCIP ENGINEERING |  |  | 0 | 0 | 0 | 0 |  |  |  |  | 2009-03-02 | KPJ Ipoh Specialist Hospital | 2 | [12 empty] | 2025-09-01 | 2026-03-01 | bar: MAR; SEP
950 | H07B100950 | 17148 | BEMS | B | - | ACT | C | H07 | BEMS | OXIMETERS, PULSE | OXIMETERS, PULSE | BB | PREMIER WARD | L05 | ISH/BE/01796 | 0 |  | 0 | HOSPITAL | 8000 | 0 | 0 | 0 | 0 | 0 | 0 | 0 | 0 | 0 | 0 | 2025-04-10 | 1900-01-01 | 1 | [8 empty] | PREMIER WARD |  |  |  | 0 | 0 | [12 empty] | admin | 2024-12-12 14:25 |  | MASIMO | RADICAL7TM TOUCH SCREEN HANDHELD | 1000290926 (356963) |  |  |  | 1 | B | 1 |  | HOSPIMETRIX SDN BHD | HOSPIMETRIX SDN BHD | STOR210855 | USA |  | HOSPIMETRIX SDN BHD |  |  | 0 | 0 | 0 | 0 |  |  |  |  | 2023-11-04 | KPJ Ipoh Specialist Hospital | 2 | [12 empty] | 2025-09-01 | 2026-03-01 | bar: MAR; SEP
958 | H07B100958 | 11073 | BEMS | B | - | ACT | N | H07 | BEMS | NIBP MONITOR | NIBP MONITOR | BA | RADIOTHERAPY | GF | ISH/BE/01363 | 0 |  | 0 | HOSPITAL | 1280 | 0 | 0 | 0 | 0 | 0 | 0 | 0 | 0 | 0 | 0 | 2017-02-01 | 1900-01-01 | 8 | [8 empty] | RADIOTHERAPY |  |  |  | 0 | 0 | [12 empty] | admin | 2024-12-12 14:25 |  | WELCH ALLYN | PRO BP 2400 | 12150130 |  |  |  | 1 | B | 1 |  | LKL BEST ENTERPRISE | LKL BEST ENTERPRISE | STOR130081(FA) | GERMANY |  | PRINCIP ENGINEERING |  |  | 0 | 0 | 0 | 0 |  |  |  |  | 2016-03-01 | KPJ Ipoh Specialist Hospital | 2 | [12 empty] | 2025-09-01 | 2026-03-01 | bar: MAR; SEP
979 | H07B100979 | 12636 | BEMS | B | - | ACT | C | H07 | BEMS | VITAL SIGN MONITOR | VITAL SIGN MONITOR | BA | WARD 1 | L01 | ISH/BE/01025 | 0 |  | 0 | HOSPITAL | 6200 | 0 | 0 | 0 | 0 | 0 | 0 | 0 | 0 | 0 | 0 | 2012-12-01 | 1900-01-01 | 13 | [8 empty] | WARD 1 |  |  |  | 0 | 0 | [12 empty] | admin | 2024-12-12 14:25 |  | GE | V100 | SH611110651SA | WARD 1 |  |  | 1 | B | 1 |  | MEDITECH ADVANCE SDN BHD | MEDITECH ADVANCE SDN BHD |  | GERMANY |  | PRINCIP ENGINEERING |  |  | 0 | 0 | 0 | 0 |  |  |  |  | 2011-01-12 | KPJ Ipoh Specialist Hospital | 2 | [12 empty] | 2025-09-01 | 2026-03-01 | bar: MAR; SEP
980 | H07B100980 | 12636 | BEMS | B | - | ACT | C | H07 | BEMS | VITAL SIGN MONITOR | VITAL SIGN MONITOR | BA | WARD 1 | L01 | ISH/BE/01163 | 0 |  | 0 | HOSPITAL | 5700 | 0 | 0 | 0 | 0 | 0 | 0 | 0 | 0 | 0 | 0 | 2015-05-01 | 1900-01-01 | 10 | [8 empty] | WARD 1 |  |  |  | 0 | 0 | [12 empty] | admin | 2024-12-12 14:25 |  | GE | V100 | SH614070395SA | WARD 1 |  |  | 1 | B | 1 |  | EXPERT HEALTHCARE SDN BHD | EXPERT HEALTHCARE SDN BHD | STOR 114173 (FA) | GERMANY |  | PRINCIP ENGINEERING |  |  | 0 | 0 | 0 | 0 |  |  |  |  | 2014-05-28 | KPJ Ipoh Specialist Hospital | 2 | [12 empty] | 2025-09-01 | 2026-03-01 | bar: MAR; SEP
1036 | H07B101036 | 12701 | BEMS | B | - | ACT | C | H07 | BEMS | DUAPAP | DUAPAP | BA | WARD 1 | L01 | ISH/BE/01417 | 0 |  | 0 | HOSPITAL | 65000 | 0 | 0 | 0 | 0 | 0 | 0 | 0 | 0 | 0 | 0 | 2018-06-01 | 1900-01-01 | 8 | [8 empty] | WARD 1 |  |  |  | 0 | 0 | [12 empty] | admin | 2024-12-12 14:25 |  | ACUTRONIC | 7250.N | AT211D-0913 | WARD 1 |  |  | 1 | B | 1 |  | SCHMIDT BIOMED TECH SDN BHD | SCHMIDT BIOMED TECH SDN BHD | STOR 130958(FA) | USA |  | SCHMIDT BIOMEDTECH SDN BHD |  |  | 0 | 0 | 0 | 0 |  |  |  |  | 2016-06-08 | KPJ Ipoh Specialist Hospital | 2 | [12 empty] | 2025-09-01 | 2026-03-01 | bar: MAR; SEP
1046 | H07B101046 | - | BEMS | B | - | ACT | C | H07 | BEMS | INCUBATORS | INCUBATORS | BA | WARD 1 | L01 | ISH/BE/01768 | 0 |  | 0 | HOSPITAL | 45000 | 0 | 0 | 0 | 0 | 0 | 0 | 0 | 0 | 0 | 0 | 2025-03-12 | 1900-01-01 | 1 | [8 empty] | WARD 1 |  |  |  | 0 | 0 | [12 empty] | admin | 2024-12-12 14:25 |  | DRAGER MEDICAL | ISOLETTE 8000 PLUS | DSSA-0114 | WARD 1 |  |  | 1 | B | 1 |  | DREAGER MALAYSIA SDN BHD | DREAGER MALAYSIA SDN BHD | STOR 207184 | GERMANY |  | DREAGER MALAYSIA SDN BHD |  |  | 0 | 0 | 0 | 0 |  |  |  |  | 2023-03-13 | KPJ Ipoh Specialist Hospital | 2 | [12 empty] | 2025-09-01 | 2026-03-01 | bar: MAR; SEP
1072 | H07B101072 | 12636 | BEMS | B | - | ACT | C | H07 | BEMS | VITAL SIGN MONITOR | VITAL SIGN MONITOR | BB | WARD 7B | L03 | ISH/BE/00814 | 0 |  | 0 | HOSPITAL | 7450 | 0 | 0 | 0 | 0 | 0 | 0 | 0 | 0 | 0 | 0 | 2011-05-01 | 1900-01-01 | 14 | [8 empty] | WARD 7B |  |  |  | 0 | 0 | [12 empty] | admin | 2024-12-12 14:25 |  | GE | CARESCAPE V100 | SDT 09190236SP | WARD 7B |  |  | 1 | B | 1 |  | IPOH JAYA MEDIC ENTERPRISE | IPOH JAYA MEDIC ENTERPRISE |  | GERMANY |  | PRINCIP ENGINEERING |  |  | 0 | 0 | 0 | 0 |  |  |  |  | 2010-05-15 | KPJ Ipoh Specialist Hospital | 2 | [12 empty] | 2025-09-01 | 2026-03-01 | bar: MAR; SEP
1075 | H07B101075 | 12636 | BEMS | B | - | ACT | C | H07 | BEMS | VITAL SIGN MONITOR | VITAL SIGN MONITOR | BB | WARD 7B | L03 | ISH/BE/01492 | 0 |  | 0 | HOSPITAL | 6100 | 0 | 0 | 0 | 0 | 0 | 0 | 0 | 0 | 0 | 0 | 2017-10-01 | 1900-01-01 | 8 | [8 empty] | WARD 7B |  |  |  | 0 | 0 | [12 empty] | admin | 2024-12-12 14:25 |  | GE | V100 | SH616050184SA | WARD 7B |  |  | 1 | B | 1 |  | EXPERT HEALTHCARE SDN BHD | EXPERT HEALTHCARE SDN BHD | STOR 136877(FA) | GERMANY |  | PRINCIP ENGINEERING |  |  | 0 | 0 | 0 | 0 |  |  |  |  | 2016-10-25 | KPJ Ipoh Specialist Hospital | 2 | [12 empty] | 2025-09-01 | 2026-03-01 | bar: MAR; SEP
1080 | H07B101080 | 12636 | BEMS | B | - | ACT | N | H07 | BEMS | VITAL SIGN MONITOR | VITAL SIGN MONITOR | BB | WARD 7B | L03 | ISH/BE/01697 | 0 |  | 0 | HOSPITAL | 6800 | 0 | 0 | 0 | 0 | 0 | 0 | 0 | 0 | 0 | 0 | 2025-08-01 | 1900-01-01 | 2 | [8 empty] | WARD 7B |  |  |  | 0 | 0 | [12 empty] | admin | 2024-12-12 14:25 |  | MINDRAY | VS 8 | AS5-24001359 | WARD 7B |  |  | 1 | B | 1 |  | LIFETRONIC SDN BHD | LIFETRONIC SDN BHD | STOR 204531 | CHINA |  | LIFETRONIC SDN BHD |  |  | 0 | 0 | 0 | 0 |  |  |  |  | 2022-08-18 | KPJ Ipoh Specialist Hospital | 2 | [12 empty] | 2025-09-01 | 2026-03-01 | bar: MAR; SEP
1082 | H07B101082 | 17148 | BEMS | B | - | ACT | N | H07 | BEMS | OXIMETERS, PULSE | OXIMETERS, PULSE | BB | WARD 7B | L03 | ISH/BE/01794 | 0 |  | 0 | HOSPITAL | 8000 | 0 | 0 | 0 | 0 | 0 | 0 | 0 | 0 | 0 | 0 | 2025-04-10 | 1900-01-01 | 1 | [8 empty] | WARD 7B |  |  |  | 0 | 0 | [12 empty] | admin | 2024-12-12 14:25 |  | MASIMO | RADICAL7TM TOUCH SCREEN HANDHELD | 1000290858 (356948) | WARD 7B |  |  | 1 | B | 1 |  | HOSPIMETRIX SDN BHD | HOSPIMETRIX SDN BHD | STOR210855 | USA |  | HOSPIMETRIX SDN BHD |  |  | 0 | 0 | 0 | 0 |  |  |  |  | 2023-11-04 | KPJ Ipoh Specialist Hospital | 2 | [12 empty] | 2025-09-01 | 2026-03-01 | bar: MAR; SEP
1105 | H07B101105 | 12636 | BEMS | B | - | ACT | C | H07 | BEMS | VITAL SIGN MONITOR | VITAL SIGN MONITOR | BA | WARD 3 | L02 | ISH/BE/01178 | 0 |  | 0 | HOSPITAL | 5700 | 0 | 0 | 0 | 0 | 0 | 0 | 0 | 0 | 0 | 0 | 2015-08-01 | 1900-01-01 | 10 | [8 empty] | WARD 3 |  |  |  | 0 | 0 | [12 empty] | admin | 2024-12-12 14:25 |  | GE | V100 | SH614070383SA | WARD 3 |  |  | 1 | B | 1 |  | EXPERT HEALTHCARE SDN BHD | EXPERT HEALTHCARE SDN BHD | STOR 115377(FA) | GERMANY |  | PRINCIP ENGINEERING |  |  | 0 | 0 | 0 | 0 |  |  |  |  | 2014-08-06 | KPJ Ipoh Specialist Hospital | 2 | [12 empty] | 2025-09-01 | 2026-03-01 | bar: MAR; SEP
1117 | H07B101117 | 12636 | BEMS | B | - | ACT | C | H07 | BEMS | VITAL SIGN MONITOR | VITAL SIGN MONITOR | BA | WARD 3 | L02 | ISH/BE/01702 | 0 |  | 0 | HOSPITAL | 6800 | 0 | 0 | 0 | 0 | 0 | 0 | 0 | 0 | 0 | 0 | 2025-08-01 | 1900-01-01 | 2 | [8 empty] | WARD 3 |  |  |  | 0 | 0 | [12 empty] | admin | 2024-12-12 14:25 |  | MINDRAY | VS 8 | AS5-24001343 | WARD 3 |  |  | 1 | B | 1 |  | LIFETRONIC SDN BHD | LIFETRONIC SDN BHD | STOR 204531 | CHINA |  | LIFETRONIC SDN BHD |  |  | 0 | 0 | 0 | 0 |  |  |  |  | 2022-08-18 | KPJ Ipoh Specialist Hospital | 2 | [12 empty] | 2025-09-01 | 2026-03-01 | bar: MAR; SEP
1129 | H07B101129 | 12636 | BEMS | B | - | ACT | C | H07 | BEMS | VITAL SIGN MONITOR | VITAL SIGN MONITOR | BA | WARD 5 | L02 | ISH/BE/01661 | 0 |  | 0 | HOSPITAL | 0 | 0 | 0 | 0 | 0 | 0 | 0 | 0 | 0 | 0 | 0 | 2022-09-01 | 1900-01-01 | 3 | [8 empty] | WARD 5 |  |  |  | 0 | 0 | [12 empty] | admin | 2024-12-12 14:25 |  | GE | CARESCAPE V100 | SH621240069SA | WARD 5 |  |  | 1 | B | 1 |  | EXPERT HEALTHCARE SDN BHD | EXPERT HEALTHCARE SDN BHD | STOR 196125 | USA |  | EXPERT HEALTHCARE SDN BHD |  |  | 0 | 0 | 0 | 0 |  |  |  |  | 2021-09-28 | KPJ Ipoh Specialist Hospital | 2 | [12 empty] | 2025-09-01 | 2026-03-01 | bar: MAR; SEP
1141 | H07B101141 | 11407 | BEMS | B | - | ACT | C | H07 | BEMS | ELECTROCARDIOGRAPH | ELECTROCARDIOGRAPH | BA | WARD 5 | L02 | ISH/BE/02061 | 0 |  | 0 | HOSPITAL | 22000 | 0 | 0 | 0 | 0 | 0 | 0 | 0 | 0 | 0 | 0 | 2027-09-19 | 1900-01-01 | 0 | [8 empty] | WARD 5 |  |  |  | 0 | 0 | [12 empty] | admin | 2024-12-12 14:25 |  | ADVANCED INSTRUMENTATIONS | ECG 12C | 361267-M24516040008 | WARD 5 |  |  | 1 | B | 1 |  | SUN MEDICAL SYSTEM SDN BHD | SUN MEDICAL SYSTEM SDN BHD | STOR 229261 | USA |  | SUN MEDICAL SYSTEM SDN. BHD |  |  | 0 | 0 | 0 | 0 |  |  |  |  | 2024-09-20 | KPJ Ipoh Specialist Hospital | 2 | [12 empty] | 2025-09-01 | 2026-03-01 | bar: MAR; SEP
1190 | H07B101190 | 12636 | BEMS | B | - | ACT | C | H07 | BEMS | VITAL SIGN MONITOR | VITAL SIGN MONITOR | BB | WARD 7A | L03 | ISH/BE/01694 | 0 |  |  | HOSPITAL | 6800 | 0 | 0 | 0 | 0 | 0 | 0 | 0 | 0 | 0 | 0 | 2025-08-01 | 1900-01-01 | 2 | [8 empty] | WARD 7A |  |  |  | 0 | 0 | [12 empty] | admin | 2024-12-12 14:25 |  | MINDRAY | VS 8 | AS5-24001350 | WARD 7A |  |  | 1 | B | 1 |  | LIFETRONIC SDN BHD | LIFETRONIC SDN BHD | STOR 204086 | CHINA |  | LIFETRONIC SDN BHD |  |  | 0 | 0 | 0 | 0 |  |  |  |  | 2022-08-18 | KPJ Ipoh Specialist Hospital | 2 | [12 empty] | 2025-09-01 | 2026-03-01 | bar: MAR; SEP
1191 | H07B101191 | 12636 | BEMS | B | - | ACT | C | H07 | BEMS | VITAL SIGN MONITOR | VITAL SIGN MONITOR | BB | WARD 7A | L03 | ISH/BE/01695 | 0 |  |  | HOSPITAL | 6800 | 0 | 0 | 0 | 0 | 0 | 0 | 0 | 0 | 0 | 0 | 2025-08-01 | 1900-01-01 | 2 | [8 empty] | WARD 7A |  |  |  | 0 | 0 | [12 empty] | admin | 2024-12-12 14:25 |  | MINDRAY | VS 8 | AS5-24001351 | WARD 7A |  |  | 1 | B | 1 |  | LIFETRONIC SDN BHD | LIFETRONIC SDN BHD | STOR 204086 | CHINA |  | LIFETRONIC SDN BHD |  |  | 0 | 0 | 0 | 0 |  |  |  |  | 2022-08-18 | KPJ Ipoh Specialist Hospital | 2 | [12 empty] | 2025-09-01 | 2026-03-01 | bar: MAR; SEP
1221 | H07B101221 | 12636 | BEMS | B | - | ACT | C | H07 | BEMS | VITAL SIGN MONITOR | VITAL SIGN MONITOR | BA | WARD 6 | L03 | ISH/BE/01698 | 0 |  | 0 | HOSPITAL | 6800 | 0 | 0 | 0 | 0 | 0 | 0 | 0 | 0 | 0 | 0 | 2025-08-01 | 1900-01-01 | 2 | [8 empty] | WARD 6 |  |  |  | 0 | 0 | [12 empty] | admin | 2024-12-12 14:25 |  | MINDRAY | VS 8 | AS5-24001355 | WARD 6 |  |  | 1 | B | 1 |  | LIFETRONIC SDN BHD | LIFETRONIC SDN BHD | STOR 204531 | CHINA |  | LIFETRONIC SDN BHD |  |  | 0 | 0 | 0 | 0 |  |  |  |  | 2022-08-18 | KPJ Ipoh Specialist Hospital | 2 | [12 empty] | 2025-09-01 | 2026-03-01 | bar: MAR; SEP
1232 | H07B101232 | 11407 | BEMS | B | - | ACT | C | H07 | BEMS | ELECTROCARDIOGRAPH | ELECTROCARDIOGRAPH | BA | WARD 6 | L03 | ISH/BE/02063 | 0 |  | 0 | HOSPITAL | 22000 | 0 | 0 | 0 | 0 | 0 | 0 | 0 | 0 | 0 | 0 | 2027-09-19 | 1900-01-01 | 0 | [8 empty] | WARD 6 |  |  |  | 0 | 0 | [12 empty] | admin | 2024-12-12 14:25 |  | ADVANCED INSTRUMENTATIONS | ECG 12C | 361267-M24516040001 | WARD 6 |  |  | 1 | B | 1 |  | SUN MEDICAL SYSTEM SDN BHD | SUN MEDICAL SYSTEM SDN BHD | STOR 229261 | USA |  | SUN MEDICAL SYSTEM SDN. BHD |  |  | 0 | 0 | 0 | 0 |  |  |  |  | 2024-09-20 | KPJ Ipoh Specialist Hospital | 2 | [12 empty] | 2025-09-01 | 2026-03-01 | bar: MAR; SEP
1246 | H07B101246 | 17203 | BEMS | B | - | ACT | C | H07 | BEMS | ULTRASOUND | ULTRASOUND | BB | DR KALIDASAN CLINIC | L01 | ISH/BE/01977 | 0 |  | 0 | HOSPITAL | 149000 | 0 | 0 | 0 | 0 | 0 | 0 | 0 | 0 | 0 | 0 | 2027-03-08 | 1900-01-01 | 10 | [8 empty] | DR KALIDASAN CLINIC |  |  |  | 0 | 0 | [12 empty] | admin | 2024-12-12 14:25 |  | SIUI | APOGEE 5300 | 14118183032 |  |  |  | 1 | B | 1 |  | STAR MEDICAL SYSTEM (M) SDN BHD | STAR MEDICAL SYSTEM (M) SDN BHD | STOR 223450 (FA) | CHINA |  | STAR MEDICAL SYSTEM (M) SDN BHD |  |  | 0 | 0 | 0 | 0 |  |  |  |  | 2024-03-07 | KPJ Ipoh Specialist Hospital | 2 | [12 empty] | 2025-09-01 | 2026-03-01 | bar: MAR; SEP
113 | H07B100113 | 11407 | BEMS | B | - | ACT | C | H07 | BEMS | ELECTROCARDIOGRAPH | ELECTROCARDIOGRAPH | BA | ICU | L01 | ISH/BE/01173 | 0 |  | 0 | HOSPITAL | 16750 | 0 | 0 | 0 | 0 | 0 | 0 | 0 | 0 | 0 | 0 | 2016-06-01 | 1900-01-01 | 10 | [8 empty] | ICU |  |  |  | 0 | 0 | [12 empty] | admin | 2024-12-12 14:25 |  | NORAV MEDICAL | NECG 12C | NECG-M13506580017 | INTENSIVE CARE UNIT SERVICES |  |  | 1 | B | 1 |  | SUN MEDICAL SYSTEM SDN BHD | SUN MEDICAL SYSTEM SDN BHD |  | GERMANY |  | SUN MEDICAL SYSTEM SDN. BHD |  |  | 0 | 0 | 0 | 0 |  |  |  |  | 2014-06-20 | KPJ Ipoh Specialist Hospital | 2 | [12 empty] | 2025-10-01 | 2026-04-01 | bar: APR; OCT
117 | H07B100117 | 10447 | BEMS | B | - | ACT | C | H07 | BEMS | BLOOD WARMER | BLOOD WARMER | BA | ICU | L01 | ISH/BE/01128 | 0 |  | 0 | HOSPITAL | 11300 | 0 | 0 | 0 | 0 | 0 | 0 | 0 | 0 | 0 | 0 | 2014-11-01 | 1900-01-01 | 11 | [8 empty] | ICU |  |  |  | 0 | 0 | [12 empty] | admin | 2024-12-12 14:25 |  | STIHLER | ASTOFLOW PLUS ECO | E00345 | INTENSIVE CARE UNIT SERVICES |  |  | 1 | B | 1 |  | GEMILANG ASIA TECHNOLOGY | GEMILANG ASIA TECHNOLOGY | STOR 109981 (FA) | GERMANY |  | GEMILANG ASIA TECHNOLOGY SDN BHD |  |  | 0 | 0 | 0 | 0 |  |  |  |  | 2013-11-28 | KPJ Ipoh Specialist Hospital | 2 | [12 empty] | 2025-10-01 | 2026-04-01 | bar: APR; OCT
178 | H07B100178 | 12636 | BEMS | B | - | ACT | N | H07 | BEMS | VITAL SIGN MONITOR | VITAL SIGN MONITOR | BA | HDU | L02 | ISH/BE/01950 | 0 |  | 0 | HOSPITAL | 6000 | 0 | 0 | 0 | 0 | 0 | 0 | 0 | 0 | 0 | 0 |  | 1900-01-01 | 1 | [8 empty] | HDU |  |  |  | 0 | 0 | [12 empty] | admin | 2024-12-12 14:25 |  | NIHON KOHDEN | SVM-7260 | 01484 | HIGH DEPENDENCY UNIT |  |  | 1 | B | 1 |  | STAR MEDICAL SYSTEM (M) SDN BHD | STAR MEDICAL SYSTEM (M) SDN BHD |  | JAPAN |  | STAR MEDICAL SYSTEM (M) SDN BHD |  |  | 0 | 0 | 0 | 0 |  |  |  |  | 2023-10-26 | KPJ Ipoh Specialist Hospital | 2 | [12 empty] | 2025-10-01 | 2026-04-01 | bar: APR; OCT
184 | H07B100184 | 12647 | BEMS | B | - | ACT | C | H07 | BEMS | PATIENT MONITORING SYSTEM | PATIENT MONITORING SYSTEM | BA | HDU | L02 | ISH/BE/02075 | 0 |  | 0 | HOSPITAL | 50445 | 0 | 0 | 0 | 0 | 0 | 0 | 0 | 0 | 0 | 0 | 2026-10-09 | 1900-01-01 | 0 | [8 empty] | HDU |  |  |  | 0 | 0 | [12 empty] | admin | 2024-12-12 14:25 |  | MINDRAY | BENEVISION N17 | F2-48034490 | HIGH DEPENDENCY UNIT |  |  | 1 | B | 1 |  | SCHMIDT BIOMED TECH SDN BHD | SCHMIDT BIOMED TECH SDN BHD | STOR 228576 | CHINA |  | SCHMIDT BIOMEDTECH SDN BHD |  |  | 0 | 0 | 0 | 0 |  |  |  |  | 2024-10-10 | KPJ Ipoh Specialist Hospital | 2 | [12 empty] | 2025-10-01 | 2026-04-01 | bar: APR; OCT
185 | H07B100185 | 12647 | BEMS | B | - | ACT | C | H07 | BEMS | PATIENT MONITORING SYSTEM | PATIENT MONITORING SYSTEM | BA | HDU | L02 | ISH/BE/02076 | 0 |  | 0 | HOSPITAL | 50445 | 0 | 0 | 0 | 0 | 0 | 0 | 0 | 0 | 0 | 0 | 2026-10-09 | 1900-01-01 | 0 | [8 empty] | HDU |  |  |  | 0 | 0 | [12 empty] | admin | 2024-12-12 14:25 |  | MINDRAY | BENEVISION N17 | F2-48034491 | HIGH DEPENDENCY UNIT |  |  | 1 | B | 1 |  | SCHMIDT BIOMED TECH SDN BHD | SCHMIDT BIOMED TECH SDN BHD | STOR 228576 | CHINA |  | SCHMIDT BIOMEDTECH SDN BHD |  |  | 0 | 0 | 0 | 0 |  |  |  |  | 2024-10-10 | KPJ Ipoh Specialist Hospital | 2 | [12 empty] | 2025-10-01 | 2026-04-01 | bar: APR; OCT
186 | H07B100186 | 12647 | BEMS | B | - | ACT | C | H07 | BEMS | PATIENT MONITORING SYSTEM | PATIENT MONITORING SYSTEM | BA | HDU | L02 | ISH/BE/02077 | 0 |  | 0 | HOSPITAL | 50445 | 0 | 0 | 0 | 0 | 0 | 0 | 0 | 0 | 0 | 0 | 2026-10-09 | 1900-01-01 | 0 | [8 empty] | HDU |  |  |  | 0 | 0 | [12 empty] | admin | 2024-12-12 14:25 |  | MINDRAY | BENEVISION N17 | F2-48034492 | HIGH DEPENDENCY UNIT |  |  | 1 | B | 1 |  | SCHMIDT BIOMED TECH SDN BHD | SCHMIDT BIOMED TECH SDN BHD | STOR 228576 | CHINA |  | SCHMIDT BIOMEDTECH SDN BHD |  |  | 0 | 0 | 0 | 0 |  |  |  |  | 2024-10-10 | KPJ Ipoh Specialist Hospital | 2 | [12 empty] | 2025-10-01 | 2026-04-01 | bar: APR; OCT
187 | H07B100187 | 12647 | BEMS | B | - | ACT | C | H07 | BEMS | PATIENT MONITORING SYSTEM | PATIENT MONITORING SYSTEM | BA | HDU | L02 | ISH/BE/02078 | 0 |  | 0 | HOSPITAL | 50445 | 0 | 0 | 0 | 0 | 0 | 0 | 0 | 0 | 0 | 0 | 2026-10-09 | 1900-01-01 | 0 | [8 empty] | HDU |  |  |  | 0 | 0 | [12 empty] | admin | 2024-12-12 14:25 |  | MINDRAY | BENEVISION N17 | F2-48034493 | HIGH DEPENDENCY UNIT |  |  | 1 | B | 1 |  | SCHMIDT BIOMED TECH SDN BHD | SCHMIDT BIOMED TECH SDN BHD | STOR 228576 | CHINA |  | SCHMIDT BIOMEDTECH SDN BHD |  |  | 0 | 0 | 0 | 0 |  |  |  |  | 2024-10-10 | KPJ Ipoh Specialist Hospital | 2 | [12 empty] | 2025-10-01 | 2026-04-01 | bar: APR; OCT
188 | H07B100188 | 12647 | BEMS | B | - | ACT | C | H07 | BEMS | PATIENT MONITORING SYSTEM | PATIENT MONITORING SYSTEM | BA | HDU | L02 | ISH/BE/02079 | 0 |  | 0 | HOSPITAL | 50445 | 0 | 0 | 0 | 0 | 0 | 0 | 0 | 0 | 0 | 0 | 2026-10-09 | 1900-01-01 | 0 | [8 empty] | HDU |  |  |  | 0 | 0 | [12 empty] | admin | 2024-12-12 14:25 |  | MINDRAY | BENEVISION N17 | F2-45031667 | HIGH DEPENDENCY UNIT |  |  | 1 | B | 1 |  | SCHMIDT BIOMED TECH SDN BHD | SCHMIDT BIOMED TECH SDN BHD | STOR 225004 | CHINA |  | SCHMIDT BIOMEDTECH SDN BHD |  |  | 0 | 0 | 0 | 0 |  |  |  |  | 2024-10-10 | KPJ Ipoh Specialist Hospital | 2 | [12 empty] | 2025-10-01 | 2026-04-01 | bar: APR; OCT
189 | H07B100189 | 12647 | BEMS | B | - | ACT | C | H07 | BEMS | PATIENT MONITORING SYSTEM | PATIENT MONITORING SYSTEM | BA | HDU | L02 | ISH/BE/02080 | 0 |  | 0 | HOSPITAL | 50445 | 0 | 0 | 0 | 0 | 0 | 0 | 0 | 0 | 0 | 0 | 2026-10-09 | 1900-01-01 | 0 | [8 empty] | HDU |  |  |  | 0 | 0 | [12 empty] | admin | 2024-12-12 14:25 |  | MINDRAY | BENEVISION N17 | F2-45031668 | HIGH DEPENDENCY UNIT |  |  | 1 | B | 1 |  | SCHMIDT BIOMED TECH SDN BHD | SCHMIDT BIOMED TECH SDN BHD | STOR 225004 | CHINA |  | SCHMIDT BIOMEDTECH SDN BHD |  |  | 0 | 0 | 0 | 0 |  |  |  |  | 2024-10-10 | KPJ Ipoh Specialist Hospital | 2 | [12 empty] | 2025-10-01 | 2026-04-01 | bar: APR; OCT
190 | H07B100190 | 12647 | BEMS | B | - | ACT | C | H07 | BEMS | PATIENT MONITORING SYSTEM | PATIENT MONITORING SYSTEM | BA | HDU | L02 | ISH/BE/02081 | 0 |  | 0 | HOSPITAL | 50445 | 0 | 0 | 0 | 0 | 0 | 0 | 0 | 0 | 0 | 0 | 2026-10-09 | 1900-01-01 | 0 | [8 empty] | HDU |  |  |  | 0 | 0 | [12 empty] | admin | 2024-12-12 14:25 |  | MINDRAY | BENEVISION N17 | F2-48034494 | HIGH DEPENDENCY UNIT |  |  | 1 | B | 1 |  | SCHMIDT BIOMED TECH SDN BHD | SCHMIDT BIOMED TECH SDN BHD | STOR 225004 | CHINA |  | SCHMIDT BIOMEDTECH SDN BHD |  |  | 0 | 0 | 0 | 0 |  |  |  |  | 2024-10-10 | KPJ Ipoh Specialist Hospital | 2 | [12 empty] | 2025-10-01 | 2026-04-01 | bar: APR; OCT
191 | H07B100191 | 17001 | BEMS | B | - | ACT | C | H07 | BEMS | CENTRAL MONITOR | CENTRAL MONITOR | BA | HDU | L02 | ISH/BE/02082 | 0 |  | 0 | HOSPITAL | 83790 | 0 | 0 | 0 | 0 | 0 | 0 | 0 | 0 | 0 | 0 | 2026-10-09 | 1900-01-01 | 0 | [8 empty] | HDU |  |  |  | 0 | 0 | [12 empty] | admin | 2024-12-12 14:25 |  | MINDRAY | 33CB-CTO-S01 | JB-45037421 | HIGH DEPENDENCY UNIT |  |  | 1 | B | 1 |  | SCHMIDT BIOMED TECH SDN BHD | SCHMIDT BIOMED TECH SDN BHD | STOR 225004 | CHINA |  | SCHMIDT BIOMEDTECH SDN BHD |  |  | 0 | 0 | 0 | 0 |  |  |  |  | 2024-10-10 | KPJ Ipoh Specialist Hospital | 2 | [12 empty] | 2025-10-01 | 2026-04-01 | bar: APR; OCT
194 | H07B100194 | 14346 | BEMS | B | - | ACT | C | H07 | BEMS | TRANSILLUMINATOR | TRANSILLUMINATOR | BA | NICU | L01 | ISH/BE/01373 | 0 |  | 0 | HOSPITAL | 4770 | 0 | 0 | 0 | 0 | 0 | 0 | 0 | 0 | 0 | 0 | 2018-04-01 | 1900-01-01 | 8 | [8 empty] | NICU |  |  |  | 0 | 0 | [12 empty] | admin | 2024-12-12 14:25 |  | STIHLER | ASTODIA | DA03408 | NICU |  |  | 1 | B | 1 |  | SUP100004 | GEMILANG ASIA TECHNOLOGY SDN BHD | STOR 131077 (FA) | GERMANY |  | GEMILANG ASIA TECHNOLOGY SDN BHD |  |  | 0 | 0 | 0 | 0 |  |  |  |  | 2016-04-04 | KPJ Ipoh Specialist Hospital | 2 | [12 empty] | 2025-10-01 | 2026-04-01 | bar: APR; OCT
195 | H07B100195 | 15613 | BEMS | B | - | ACT | C | H07 | BEMS | OSCILLATORY VENTILATOR | OSCILLATORY VENTILATOR | BA | NICU | L01 | ISH/BE/01374 | 0 |  | 0 | HOSPITAL | 159200 | 0 | 0 | 0 | 0 | 0 | 0 | 0 | 0 | 0 | 0 | 2018-04-01 | 1900-01-01 | 8 | [8 empty] | NICU |  |  |  | 0 | 0 | [12 empty] | admin | 2024-12-12 14:25 |  | CAREFUSION | 3100A | BEW01525 | NICU |  |  | 1 | B | 1 |  | SCHMIDT BIOMED TECH SDN BHD | SCHMIDT BIOMED TECH SDN BHD | STOR 130961 (FA) | USA |  | SCHMIDT BIOMEDTECH SDN BHD |  |  | 0 | 0 | 0 | 0 |  |  |  |  | 2016-04-06 | KPJ Ipoh Specialist Hospital | 2 | [12 empty] | 2025-10-01 | 2026-04-01 | bar: APR; OCT
237 | H07B100237 | 11407 | BEMS | B | - | ACT | C | H07 | BEMS | ELECTROCARDIOGRAPH | ELECTROCARDIOGRAPH | BA | CICU | L01 | ISH/BE/01172 | 0 |  | 0 | HOSPITAL | 16750 | 0 | 0 | 0 | 0 | 0 | 0 | 0 | 0 | 0 | 0 | 2016-06-01 | 1900-01-01 | 10 | [8 empty] | CICU |  |  |  | 0 | 0 | [12 empty] | admin | 2024-12-12 14:25 |  | NORAV MEDICAL | NECG 12C | NECG-M12804330006 | CARDIAC INTESIVE CARE UNIT |  |  | 1 | B | 1 |  | SUN MEDICAL SYSTEM SDN BHD | SUN MEDICAL SYSTEM SDN BHD |  | GERMANY |  | SUN MEDICAL SYSTEM SDN. BHD |  |  | 0 | 0 | 0 | 0 |  |  |  |  | 2014-06-20 | KPJ Ipoh Specialist Hospital | 2 | [12 empty] | 2025-10-01 | 2026-04-01 | bar: APR; OCT
238 | H07B100238 | 10414 | BEMS | B | - | ACT | C | H07 | BEMS | WARMING SYSTEM | WARMING SYSTEM | BA | CICU | L01 | ISH/BE/01587 | 0 |  | 0 | HOSPITAL | 8000 | 0 | 0 | 0 | 0 | 0 | 0 | 0 | 0 | 0 | 0 | 2020-02-01 | 1900-01-01 | 5 | [8 empty] | CICU |  |  |  | 0 | 0 | [12 empty] | admin | 2024-12-12 14:25 |  | CINCINNATI SUB ZERO | WARM AIR 135 | 174-13513303 | CARDIAC INTESIVE CARE UNIT |  |  | 1 | B | 1 |  | SUP100016 | INSAN BAKTI SDN BHD |  | USA |  | INSAN BAKTI SDN BHD |  |  | 0 | 0 | 0 | 0 |  |  |  |  | 2019-02-19 | KPJ Ipoh Specialist Hospital | 2 | [12 empty] | 2025-10-01 | 2026-04-01 | bar: APR; OCT
243 | H07B100243 | 10447 | BEMS | B | - | ACT | C | H07 | BEMS | BLOOD WARMER | BLOOD WARMER | BA | CICU | L01 | ISH/BE/01129 | 0 |  | 0 | HOSPITAL | 11300 | 0 | 0 | 0 | 0 | 0 | 0 | 0 | 0 | 0 | 0 | 2014-11-01 | 1900-01-01 | 11 | [8 empty] | CICU |  |  |  | 0 | 0 | [12 empty] | admin | 2024-12-12 14:25 |  | STIHLER | ASTOFLOW PLUS ECO | E00357 | CARDIAC INTESIVE CARE UNIT |  |  | 1 | B | 1 |  | GEMILANG ASIA TECHNOLOGY | GEMILANG ASIA TECHNOLOGY |  | GERMANY |  | GEMILANG ASIA TECHNOLOGY SDN BHD |  |  | 0 | 0 | 0 | 0 |  |  |  |  | 2013-11-28 | KPJ Ipoh Specialist Hospital | 2 | [12 empty] | 2025-10-01 | 2026-04-01 | bar: APR; OCT
263 | H07B100263 | 10414 | BEMS | B | - | ACT | N | H07 | BEMS | WARMING SYSTEM | WARMING SYSTEM | BA | OT | L01 | ISH/BE/00440 | 0 |  | 0 | HOSPITAL | 29800 | 0 | 0 | 0 | 0 | 0 | 0 | 0 | 0 | 0 | 0 |  | 1900-01-01 | 16 | [8 empty] | OT |  |  |  | 0 | 0 | [12 empty] | admin | 2024-12-12 14:25 |  | STIHLER | ASTOPAD DUO 120 | AE 12384 | OPERATION THEATRE |  |  | 1 | B | 1 |  | GEMILANG ASIA TECHNOLOGY | GEMILANG ASIA TECHNOLOGY |  | GERMANY |  | GEMILANG ASIA TECHNOLOGY |  |  | 0 | 0 | 0 | 0 |  |  |  |  | 2008-04-28 | KPJ Ipoh Specialist Hospital | 2 | [12 empty] | 2025-10-01 | 2026-04-01 | bar: APR; OCT
264 | H07B100264 | 10414 | BEMS | B | - | ACT | N | H07 | BEMS | WARMING SYSTEM | WARMING SYSTEM | BA | OT | L01 | ISH/BE/00441 | 0 |  | 0 | HOSPITAL | 29800 | 0 | 0 | 0 | 0 | 0 | 0 | 0 | 0 | 0 | 0 |  | 1900-01-01 | 16 | [8 empty] | OT |  |  |  | 0 | 0 | [12 empty] | admin | 2024-12-12 14:25 |  | STIHLER | ASTOPAD DUO 120 | AE 12386 | OPERATION THEATRE |  |  | 1 | B | 1 |  | GEMILANG ASIA TECHNOLOGY | GEMILANG ASIA TECHNOLOGY |  | GERMANY |  | GEMILANG ASIA TECHNOLOGY |  |  | 0 | 0 | 0 | 0 |  |  |  |  | 2008-04-28 | KPJ Ipoh Specialist Hospital | 2 | [12 empty] | 2025-10-01 | 2026-04-01 | bar: APR; OCT
265 | H07B100265 | 10414 | BEMS | B | - | ACT | N | H07 | BEMS | WARMING SYSTEM | WARMING SYSTEM | BA | OT | L01 | ISH/BE/00705 | 0 |  | 0 | HOSPITAL | 29800 | 0 | 0 | 0 | 0 | 0 | 0 | 0 | 0 | 0 | 0 | 2010-09-01 | 1900-01-01 | 15 | [8 empty] | OT |  |  |  | 0 | 0 | [12 empty] | admin | 2024-12-12 14:25 |  | STIHLER | ASTOPAD DUO 120 | AE 12803 | OPERATION THEATRE |  |  | 1 | B | 1 |  | GEMILANG ASIA TECHNOLOGY | GEMILANG ASIA TECHNOLOGY |  | GERMANY |  | GEMILANG ASIA TECHNOLOGY |  |  | 0 | 0 | 0 | 0 |  |  |  |  | 2009-09-25 | KPJ Ipoh Specialist Hospital | 2 | [12 empty] | 2025-10-01 | 2026-04-01 | bar: APR; OCT
268 | H07B100268 | 10414 | BEMS | B | - | ACT | N | H07 | BEMS | WARMING SYSTEM | WARMING SYSTEM | BA | OT | L01 | ISH/BE/01005 | 0 |  | 0 | HOSPITAL | 31000 | 0 | 0 | 0 | 0 | 0 | 0 | 0 | 0 | 0 | 0 | 2012-08-01 | 1900-01-01 | 13 | [8 empty] | OT |  |  |  | 0 | 0 | [12 empty] | admin | 2024-12-12 14:25 |  | STIHLER | ASTOPAD DUO 120 | AE 13334 | OPERATION THEATRE |  |  | 1 | B | 1 |  | GEMILANG ASIA TECHNOLOGY | GEMILANG ASIA TECHNOLOGY |  | GERMANY |  | GEMILANG ASIA TECHNOLOGY |  |  | 0 | 0 | 0 | 0 |  |  |  |  | 2011-08-16 | KPJ Ipoh Specialist Hospital | 2 | [12 empty] | 2025-10-01 | 2026-04-01 | bar: APR; OCT
269 | H07B100269 | 10414 | BEMS | B | - | ACT | N | H07 | BEMS | WARMING SYSTEM | WARMING SYSTEM | BA | OT | L01 | ISH/BE/01006 | 0 |  | 0 | HOSPITAL | 31000 | 0 | 0 | 0 | 0 | 0 | 0 | 0 | 0 | 0 | 0 | 2012-08-01 | 1900-01-01 | 13 | [8 empty] | OT |  |  |  | 0 | 0 | [12 empty] | admin | 2024-12-12 14:25 |  | STIHLER | ASTOPAD DUO 120 | AE 13682 | OPERATION THEATRE |  |  | 1 | B | 1 |  | GEMILANG ASIA TECHNOLOGY | GEMILANG ASIA TECHNOLOGY |  | GERMANY |  | GEMILANG ASIA TECHNOLOGY |  |  | 0 | 0 | 0 | 0 |  |  |  |  | 2011-08-16 | KPJ Ipoh Specialist Hospital | 2 | [12 empty] | 2025-10-01 | 2026-04-01 | bar: APR; OCT
270 | H07B100270 | 10414 | BEMS | B | - | ACT | N | H07 | BEMS | WARMING SYSTEM | WARMING SYSTEM | BA | OT | L01 | ISH/BE/01265 | 0 |  | 0 | HOSPITAL | 28000 | 0 | 0 | 0 | 0 | 0 | 0 | 0 | 0 | 0 | 0 | 2017-05-01 | 1900-01-01 | 9 | [8 empty] | OT |  |  |  | 0 | 0 | [12 empty] | admin | 2024-12-12 14:25 |  | STIHLER | ASTOPAD DUO 120 | AF 15149 | OPERATION THEATRE |  |  | 1 | B | 1 |  | GEMILANG ASIA TECHNOLOGY | GEMILANG ASIA TECHNOLOGY | STOR 119352 (FA) | GERMANY |  | GEMILANG ASIA TECHNOLOGY |  |  | 0 | 0 | 0 | 0 |  |  |  |  | 2015-05-14 | KPJ Ipoh Specialist Hospital | 2 | [12 empty] | 2025-10-01 | 2026-04-01 | bar: APR; OCT
411 | H07B100411 | 10447 | BEMS | B | - | ACT | C | H07 | BEMS | BLOOD WARMER | BLOOD WARMER | BA | OT | L01 | ISH/BE/01324 | 0 |  | 0 | HOSPITAL | 11300 | 0 | 0 | 0 | 0 | 0 | 0 | 0 | 0 | 0 | 0 | 2017-12-01 | 1900-01-01 | 8 | [8 empty] | OT |  |  |  | 0 | 0 | [12 empty] | admin | 2024-12-12 14:25 |  | STIHLER | ASTOFLOW PLUS ECO | E01429 | OPERATION THEATRE |  |  | 1 | B | 1 |  | GEMILANG ASIA TECHNOLOGY | GEMILANG ASIA TECHNOLOGY | STOR 1255909(FA) | GERMANY |  | GEMILANG ASIA TECHNOLOGY |  |  | 0 | 0 | 0 | 0 |  |  |  |  | 2015-12-22 | KPJ Ipoh Specialist Hospital | 2 | [12 empty] | 2025-10-01 | 2026-04-01 | bar: APR; OCT
412 | H07B100412 | 10447 | BEMS | B | - | ACT | C | H07 | BEMS | BLOOD WARMER | BLOOD WARMER | BA | OT | L01 | ISH/BE/01325 | 0 |  | 0 | HOSPITAL | 11300 | 0 | 0 | 0 | 0 | 0 | 0 | 0 | 0 | 0 | 0 | 2017-12-01 | 1900-01-01 | 8 | [8 empty] | OT |  |  |  | 0 | 0 | [12 empty] | admin | 2024-12-12 14:25 |  | STIHLER | ASTOFLOW PLUS ECO | E01430 | OPERATION THEATRE |  |  | 1 | B | 1 |  | GEMILANG ASIA TECHNOLOGY | GEMILANG ASIA TECHNOLOGY | STOR 1255909(FA) | GERMANY |  | GEMILANG ASIA TECHNOLOGY |  |  | 0 | 0 | 0 | 0 |  |  |  |  | 2015-12-22 | KPJ Ipoh Specialist Hospital | 2 | [12 empty] | 2025-10-01 | 2026-04-01 | bar: APR; OCT
413 | H07B100413 | 10447 | BEMS | B | - | ACT | C | H07 | BEMS | BLOOD WARMER | BLOOD WARMER | BA | OT | L01 | ISH/BE/01493 | 0 |  | 0 | HOSPITAL | 11300 | 0 | 0 | 0 | 0 | 0 | 0 | 0 | 0 | 0 | 0 | 2018-11-01 | 1900-01-01 | 8 | [8 empty] | OT |  |  |  | 0 | 0 | [12 empty] | admin | 2024-12-12 14:25 |  | STIHLER | ASTOFLOW PLUS ECO | E02087 | OPERATION THEATRE |  |  | 1 | B | 1 |  | GEMILANG ASIA TECHNOLOGY | GEMILANG ASIA TECHNOLOGY | STOR 136798(FA) | GERMANY |  | GEMILANG ASIA TECHNOLOGY |  |  | 0 | 0 | 0 | 0 |  |  |  |  | 2016-11-02 | KPJ Ipoh Specialist Hospital | 2 | [12 empty] | 2025-10-01 | 2026-04-01 | bar: APR; OCT
414 | H07B100414 | 10447 | BEMS | B | - | ACT | C | H07 | BEMS | BLOOD WARMER | BLOOD WARMER | BA | OT | L01 | ISH/BE/01494 | 0 |  | 0 | HOSPITAL | 11300 | 0 | 0 | 0 | 0 | 0 | 0 | 0 | 0 | 0 | 0 | 2018-11-01 | 1900-01-01 | 8 | [8 empty] | OT |  |  |  | 0 | 0 | [12 empty] | admin | 2024-12-12 14:25 |  | STIHLER | ASTOFLOW PLUS ECO | E02088 | OPERATION THEATRE |  |  | 1 | B | 1 |  | GEMILANG ASIA TECHNOLOGY | GEMILANG ASIA TECHNOLOGY | STOR 136798(FA) | GERMANY |  | GEMILANG ASIA TECHNOLOGY |  |  | 0 | 0 | 0 | 0 |  |  |  |  | 2016-11-02 | KPJ Ipoh Specialist Hospital | 2 | [12 empty] | 2025-10-01 | 2026-04-01 | bar: APR; OCT
416 | H07B100416 | 17203 | BEMS | B | - | ACT | C | H07 | BEMS | ULTRASOUND SYSTEM | ULTRASOUND SYSTEM | BA | OT | L01 | ISH/BE/01491 | 0 |  | 0 | HOSPITAL | 212000 | 0 | 0 | 0 | 0 | 0 | 0 | 0 | 0 | 0 | 0 | 2017-10-01 | 1900-01-01 | 8 | [8 empty] | OT |  |  |  | 0 | 0 | [12 empty] | admin | 2024-12-12 14:25 |  | BK MEDICAL | FLEX FOCUS 700 | 1907506 | OPERATION THEATRE |  |  | 1 | B | 1 |  | SUP100019 | MEDI-LIFE (M) SDN BHD | STOR 135598(FA) | GERMANY |  | MEDI-LIFE (M) SDN BHD |  |  | 0 | 0 | 0 | 0 |  |  |  |  | 2016-10-10 | KPJ Ipoh Specialist Hospital | 2 | [12 empty] | 2025-10-01 | 2026-04-01 | bar: APR; OCT
443 | H07B100443 | 17148 | BEMS | B | - | ACT | C | H07 | BEMS | OXIMETERS, PULSE | OXIMETERS, PULSE | BA | OT | L01 | ISH/BE/01792 | 0 |  | 0 | HOSPITAL | 8000 | 0 | 0 | 0 | 0 | 0 | 0 | 0 | 0 | 0 | 0 | 2025-04-10 | 1900-01-01 | 1 | [8 empty] | OT |  |  |  | 0 | 0 | [12 empty] | admin | 2024-12-12 14:25 |  | MASIMO | RADICAL7TM TOUCH SCREEN HANDHELD | 1000285622 (358994) | OPERATION THEATRE |  |  | 1 | B | 1 |  | HOSPIMETRIX SDN BHD | HOSPIMETRIX SDN BHD | STOR210855 | USA |  | HOSPIMETRIX SDN BHD |  |  | 0 | 0 | 0 | 0 |  |  |  |  | 2023-11-04 | KPJ Ipoh Specialist Hospital | 2 | [12 empty] | 2025-10-01 | 2026-04-01 | bar: APR; OCT
473 | H07B100473 | 17954 | BEMS | B | - | ACT | C | H07 | BEMS | IPC WITH MR8 SYSTEM | IPC WITH MR8 SYSTEM | BA | OT | L01 | ISH/BE/01928 | 0 |  | 0 | HOSPITAL | 140000 | 0 | 0 | 0 | 0 | 0 | 0 | 0 | 0 | 0 | 0 | 2025-02-10 | 1900-01-01 | 1 | [8 empty] | OT |  |  |  | 0 | 0 | [12 empty] | admin | 2024-12-12 14:25 |  | MEDTRONIC | EC300/EM800 | NTC73864/22J347 | OPERATION THEATRE |  |  | 1 | B | 1 |  | HUMEDICAL (M) SDN BHD | HUMEDICAL (M) SDN BHD | STOR 214878 | GERMANY |  | HUMEDICAL (M) SDN BHD |  |  | 0 | 0 | 0 | 0 |  |  |  |  | 2023-03-10 | KPJ Ipoh Specialist Hospital | 2 | [12 empty] | 2025-10-01 | 2026-04-01 | bar: APR; OCT
474 | H07B100474 | 17582 | BEMS | B | - | ACT | C | H07 | BEMS | NERVE MONITORING SYSTEM | NERVE MONITORING SYSTEM | BA | OT | L01 | ISH/BE/01929 | 0 |  | 0 | HOSPITAL | 170000 | 0 | 0 | 0 | 0 | 0 | 0 | 0 | 0 | 0 | 0 | 2025-02-10 | 1900-01-01 | 1 | [8 empty] | OT |  |  |  | 0 | 0 | [12 empty] | admin | 2024-12-12 14:25 |  | MEDTRONIC | NIM VITAL | C2250257 | OPERATION THEATRE |  |  | 1 | B | 1 |  | HUMEDICAL (M) SDN BHD | HUMEDICAL (M) SDN BHD | STOR 216980 | GERMANY |  | HUMEDICAL (M) SDN BHD |  |  | 0 | 0 | 0 | 0 |  |  |  |  | 2023-03-10 | KPJ Ipoh Specialist Hospital | 2 | [12 empty] | 2025-10-01 | 2026-04-01 | bar: APR; OCT
475 | H07B100475 | 15756 | BEMS | B | - | ACT | C | H07 | BEMS | ULTRASOUND SURGICAL ASPIRATOR | ULTRASOUND SURGICAL ASPIRATOR | BA | OT | L01 | ISH/BE/01930 | 0 |  | 0 | HOSPITAL | 340000 | 0 | 0 | 0 | 0 | 0 | 0 | 0 | 0 | 0 | 0 | 2025-02-10 | 1900-01-01 | 1 | [8 empty] | OT |  |  |  | 0 | 0 | [12 empty] | admin | 2024-12-12 14:25 |  | MISONIX | NEXUS SONASTAR | XA2511 | OPERATION THEATRE |  |  | 1 | B | 1 |  | HUMEDICAL (M) SDN BHD | HUMEDICAL (M) SDN BHD | STOR 215127 | GERMANY |  | HUMEDICAL (M) SDN BHD |  |  | 0 | 0 | 0 | 0 |  |  |  |  | 2023-03-10 | KPJ Ipoh Specialist Hospital | 2 | [12 empty] | 2025-10-01 | 2026-04-01 | bar: APR; OCT
477 | H07B100477 | 11490 | BEMS | B | - | ACT | C | H07 | BEMS | ELECTROSURGICAL UNITS | ELECTROSURGICAL UNITS | BA | OT | L01 | ISH/BE/01933 | 0 |  | 0 | HOSPITAL | 252000 | 0 | 0 | 0 | 0 | 0 | 0 | 0 | 0 | 0 | 0 |  | 1900-01-01 | 1 | [8 empty] | OT |  |  |  | 0 | 0 | [12 empty] | admin | 2024-12-12 14:25 |  | MEDTRONIC | VLFX8GEN | F3H24967KX | OPERATION THEATRE |  |  | 1 | B | 1 |  | MEDTRONIC MALAYSIA SDN BHD | MEDTRONIC MALAYSIA SDN BHD | STOR 208536 | GERMANY |  | MEDTRONIC MALAYSIA SDN BHD |  |  | 0 | 0 | 0 | 0 |  |  |  |  | 2023-10-25 | KPJ Ipoh Specialist Hospital | 2 | [12 empty] | 2025-10-01 | 2026-04-01 | bar: APR; OCT
478 | H07B100478 | 11490 | BEMS | B | - | ACT | C | H07 | BEMS | ELECTROSURGICAL UNITS | ELECTROSURGICAL UNITS | BA | OT | L01 | ISH/BE/01934 | 0 |  | 0 | HOSPITAL | 0 | 0 | 0 | 0 | 0 | 0 | 0 | 0 | 0 | 0 | 0 |  | 1900-01-01 | 1 | [8 empty] | OT |  |  |  | 0 | 0 | [12 empty] | admin | 2024-12-12 14:25 |  | MEDTRONIC | VLFX8GEN | F3H25024KX | OPERATION THEATRE |  |  | 1 | B | 1 |  | MEDTRONIC MALAYSIA SDN BHD | MEDTRONIC MALAYSIA SDN BHD | STOR 208536 | GERMANY |  | MEDTRONIC MALAYSIA SDN BHD |  |  | 0 | 0 | 0 | 0 |  |  |  |  | 2023-10-25 | KPJ Ipoh Specialist Hospital | 2 | [12 empty] | 2025-10-01 | 2026-04-01 | bar: APR; OCT
479 | H07B100479 | 11490 | BEMS | B | - | ACT | C | H07 | BEMS | ELECTROSURGICAL UNITS | ELECTROSURGICAL UNITS | BA | OT | L01 | ISH/BE/01935 | 0 |  | 0 | HOSPITAL | 0 | 0 | 0 | 0 | 0 | 0 | 0 | 0 | 0 | 0 | 0 |  | 1900-01-01 | 1 | [8 empty] | OT |  |  |  | 0 | 0 | [12 empty] | admin | 2024-12-12 14:25 |  | MEDTRONIC | VLFX8GEN | F3H25038KX | OPERATION THEATRE |  |  | 1 | B | 1 |  | MEDTRONIC MALAYSIA SDN BHD | MEDTRONIC MALAYSIA SDN BHD | STOR 208536 | GERMANY |  | MEDTRONIC MALAYSIA SDN BHD |  |  | 0 | 0 | 0 | 0 |  |  |  |  | 2023-10-25 | KPJ Ipoh Specialist Hospital | 2 | [12 empty] | 2025-10-01 | 2026-04-01 | bar: APR; OCT
480 | H07B100480 | 11490 | BEMS | B | - | ACT | C | H07 | BEMS | ELECTROSURGICAL UNITS | ELECTROSURGICAL UNITS | BA | OT | L01 | ISH/BE/01936 | 0 |  | 0 | HOSPITAL | 0 | 0 | 0 | 0 | 0 | 0 | 0 | 0 | 0 | 0 | 0 |  | 1900-01-01 | 1 | [8 empty] | OT |  |  |  | 0 | 0 | [12 empty] | admin | 2024-12-12 14:25 |  | MEDTRONIC | VLFX8GEN | F3H25042KX | OPERATION THEATRE |  |  | 1 | B | 1 |  | MEDTRONIC MALAYSIA SDN BHD | MEDTRONIC MALAYSIA SDN BHD | STOR 208536 | GERMANY |  | MEDTRONIC MALAYSIA SDN BHD |  |  | 0 | 0 | 0 | 0 |  |  |  |  | 2023-10-25 | KPJ Ipoh Specialist Hospital | 2 | [12 empty] | 2025-10-01 | 2026-04-01 | bar: APR; OCT
481 | H07B100481 | 11490 | BEMS | B | - | ACT | C | H07 | BEMS | ELECTROSURGICAL UNITS | ELECTROSURGICAL UNITS | BA | OT | L01 | ISH/BE/01937 | 0 |  | 0 | HOSPITAL | 0 | 0 | 0 | 0 | 0 | 0 | 0 | 0 | 0 | 0 | 0 |  | 1900-01-01 | 1 | [8 empty] | OT |  |  |  | 0 | 0 | [12 empty] | admin | 2024-12-12 14:25 |  | MEDTRONIC | VLFX8GEN | F3H25046KX | OPERATION THEATRE |  |  | 1 | B | 1 |  | MEDTRONIC MALAYSIA SDN BHD | MEDTRONIC MALAYSIA SDN BHD | STOR 208536 | GERMANY |  | MEDTRONIC MALAYSIA SDN BHD |  |  | 0 | 0 | 0 | 0 |  |  |  |  | 2023-10-25 | KPJ Ipoh Specialist Hospital | 2 | [12 empty] | 2025-10-01 | 2026-04-01 | bar: APR; OCT
482 | H07B100482 | 11490 | BEMS | B | - | ACT | C | H07 | BEMS | ELECTROSURGICAL UNITS | ELECTROSURGICAL UNITS | BA | OT | L01 | ISH/BE/01938 | 0 |  | 0 | HOSPITAL | 0 | 0 | 0 | 0 | 0 | 0 | 0 | 0 | 0 | 0 | 0 |  | 1900-01-01 | 1 | [8 empty] | OT |  |  |  | 0 | 0 | [12 empty] | admin | 2024-12-12 14:25 |  | MEDTRONIC | VLFT10GEN | T3G66612DX | OPERATION THEATRE |  |  | 1 | B | 1 |  | MEDTRONIC MALAYSIA SDN BHD | MEDTRONIC MALAYSIA SDN BHD | STOR 208536 | GERMANY |  | MEDTRONIC MALAYSIA SDN BHD |  |  | 0 | 0 | 0 | 0 |  |  |  |  | 2023-10-25 | KPJ Ipoh Specialist Hospital | 2 | [12 empty] | 2025-10-01 | 2026-04-01 | bar: APR; OCT
485 | H07B100485 | 18037 | BEMS | B | - | ACT | C | H07 | BEMS | IMAGE 1 S CONNECT | IMAGE 1 S CONNECT | BA | OT | L01 | ISH/BE/01990 | 0 |  | 0 | HOSPITAL | 524945 | 0 | 0 | 0 | 0 | 0 | 0 | 0 | 0 | 0 | 0 | 2025-04-22 | 1900-01-01 | 0 | [8 empty] | OT |  |  |  | 0 | 0 | [12 empty] | admin | 2024-12-12 14:25 |  | KARL STORZ | TC201EN | YM895574-P | OPERATION THEATRE |  |  | 1 | B | 1 |  | SUP100049 | UMMI SURGICAL SDN BHD | STOR 223448 | GERMANY |  | UMMI SURGICAL SDN BHD |  |  | 0 | 0 | 0 | 0 |  |  |  |  | 2024-04-23 | KPJ Ipoh Specialist Hospital | 2 | [12 empty] | 2025-10-01 | 2026-04-01 | bar: APR; OCT
486 | H07B100486 | 18037 | BEMS | B | - | ACT | C | H07 | BEMS | IMAGE 1 S 4U-LINK | IMAGE 1 S 4U-LINK | BA | OT | L01 | ISH/BE/01991 | 0 |  | 0 | HOSPITAL | 0 | 0 | 0 | 0 | 0 | 0 | 0 | 0 | 0 | 0 | 0 | 2025-04-22 | 1900-01-01 | 0 | [8 empty] | OT |  |  |  | 0 | 0 | [12 empty] | admin | 2024-12-12 14:25 |  | KARL STORZ | TC304 | YM895503-P | OPERATION THEATRE |  |  | 1 | B | 1 |  | SUP100049 | UMMI SURGICAL SDN BHD | STOR 223448 | GERMANY |  | UMMI SURGICAL SDN BHD |  |  | 0 | 0 | 0 | 0 |  |  |  |  | 2024-04-23 | KPJ Ipoh Specialist Hospital | 2 | [12 empty] | 2025-10-01 | 2026-04-01 | bar: APR; OCT
487 | H07B100487 | - | BEMS | B | - | ACT | C | H07 | BEMS | COLD LIGHT FOUNTAIN POWER LED RUBINA | COLD LIGHT FOUNTAIN POWER LED RUBINA | BA | OT | L01 | ISH/BE/01992 | 0 |  | 0 | HOSPITAL | 0 | 0 | 0 | 0 | 0 | 0 | 0 | 0 | 0 | 0 | 0 | 2025-04-22 | 1900-01-01 | 0 | [8 empty] | OT |  |  |  | 0 | 0 | [12 empty] | admin | 2024-12-12 14:25 |  | KARL STORZ | TL400 | ZM10841 | OPERATION THEATRE |  |  | 1 | B | 1 |  | SUP100049 | UMMI SURGICAL SDN BHD | STOR 223448 | GERMANY |  | UMMI SURGICAL SDN BHD |  |  | 0 | 0 | 0 | 0 |  |  |  |  | 2024-04-23 | KPJ Ipoh Specialist Hospital | 2 | [12 empty] | 2025-10-01 | 2026-04-01 | bar: APR; OCT
488 | H07B100488 | 18037 | BEMS | B | - | ACT | C | H07 | BEMS | IMAGE 1 S 4U RUBINA | IMAGE 1 S 4U RUBINA | BA | OT | L01 | ISH/BE/01993 | 0 |  | 0 | HOSPITAL | 0 | 0 | 0 | 0 | 0 | 0 | 0 | 0 | 0 | 0 | 0 | 2025-04-22 | 1900-01-01 | 0 | [8 empty] | OT |  |  |  | 0 | 0 | [12 empty] | admin | 2024-12-12 14:25 |  | KARL STORZ | TH121 | WM079313-K | OPERATION THEATRE |  |  | 1 | B | 1 |  | SUP100049 | UMMI SURGICAL SDN BHD | STOR 223448 | GERMANY |  | UMMI SURGICAL SDN BHD |  |  | 0 | 0 | 0 | 0 |  |  |  |  | 2024-04-23 | KPJ Ipoh Specialist Hospital | 2 | [12 empty] | 2025-10-01 | 2026-04-01 | bar: APR; OCT
489 | H07B100489 | 15969 | BEMS | B | - | ACT | C | H07 | BEMS | 32" 4K MONITOR | 32" 4K MONITOR | BA | OT | L01 | ISH/BE/01994 | 0 |  | 0 | HOSPITAL | 0 | 0 | 0 | 0 | 0 | 0 | 0 | 0 | 0 | 0 | 0 | 2025-04-22 | 1900-01-01 | 0 | [8 empty] | OT |  |  |  | 0 | 0 | [12 empty] | admin | 2024-12-12 14:25 |  | KARL STORZ | TM343 | 28542063 | OPERATION THEATRE |  |  | 1 | B | 1 |  | SUP100049 | UMMI SURGICAL SDN BHD | STOR 223448 | GERMANY |  | UMMI SURGICAL SDN BHD |  |  | 0 | 0 | 0 | 0 |  |  |  |  | 2024-04-23 | KPJ Ipoh Specialist Hospital | 2 | [12 empty] | 2025-10-01 | 2026-04-01 | bar: APR; OCT
490 | H07B100490 | - | BEMS | B | - | ACT | C | H07 | BEMS | ENDOFLATOR 40 SCB | ENDOFLATOR 40 SCB | BA | OT | L01 | ISH/BE/01995 | 0 |  | 0 | HOSPITAL | 0 | 0 | 0 | 0 | 0 | 0 | 0 | 0 | 0 | 0 | 0 | 2025-04-22 | 1900-01-01 | 0 | [8 empty] | OT |  |  |  | 0 | 0 | [12 empty] | admin | 2024-12-12 14:25 |  | KARL STORZ | UI400S1 | UM13462 | OPERATION THEATRE |  |  | 1 | B | 1 |  | SUP100049 | UMMI SURGICAL SDN BHD | STOR 223448 | GERMANY |  | UMMI SURGICAL SDN BHD |  |  | 0 | 0 | 0 | 0 |  |  |  |  | 2024-04-23 | KPJ Ipoh Specialist Hospital | 2 | [12 empty] | 2025-10-01 | 2026-04-01 | bar: APR; OCT
491 | H07B100491 | - | BEMS | B | - | ACT | C | H07 | BEMS | AIDA DOCUMENTATION | AIDA DOCUMENTATION | BA | OT | L01 | ISH/BE/01996 | 0 |  | 0 | HOSPITAL | 0 | 0 | 0 | 0 | 0 | 0 | 0 | 0 | 0 | 0 | 0 | 2025-04-22 | 1900-01-01 | 0 | [8 empty] | OT |  |  |  | 0 | 0 | [12 empty] | admin | 2024-12-12 14:25 |  | KARL STORZ | WD360-EN | M8WM211159(XN2000936) | OPERATION THEATRE |  |  | 1 | B | 1 |  | SUP100049 | UMMI SURGICAL SDN BHD | STOR 223448 | GERMANY |  | UMMI SURGICAL SDN BHD |  |  | 0 | 0 | 0 | 0 |  |  |  |  | 2024-04-23 | KPJ Ipoh Specialist Hospital | 2 | [12 empty] | 2025-10-01 | 2026-04-01 | bar: APR; OCT
492 | H07B100492 | - | BEMS | B | - | ACT | C | H07 | BEMS | ENDOMAT | ENDOMAT | BA | OT | L01 | ISH/BE/01997 | 0 |  | 0 | HOSPITAL | 32480.1 | 0 | 0 | 0 | 0 | 0 | 0 | 0 | 0 | 0 | 0 | 2025-04-22 | 1900-01-01 | 0 | [8 empty] | OT |  |  |  | 0 | 0 | [12 empty] | admin | 2024-12-12 14:25 |  | KARL STORZ | UP220 | YM01712 | OPERATION THEATRE |  |  | 1 | B | 1 |  | SUP100049 | UMMI SURGICAL SDN BHD | STOR 222000 | GERMANY |  | UMMI SURGICAL SDN BHD |  |  | 0 | 0 | 0 | 0 |  |  |  |  | 2024-04-23 | KPJ Ipoh Specialist Hospital | 2 | [12 empty] | 2025-10-01 | 2026-04-01 | bar: APR; OCT
503 | H07B100503 | 15076 | BEMS | B | - | ACT | C | H07 | BEMS | VIDEO LARYNGOSCOPE | VIDEO LARYNGOSCOPE | BA | OT | L01 | ISH/BE/02085 | 0 |  | 0 | HOSPITAL | 82578 | 0 | 0 | 0 | 0 | 0 | 0 | 0 | 0 | 0 | 0 | 2026-10-20 | 1900-01-01 | 0 | [8 empty] | OT |  |  |  | 0 | 0 | [12 empty] | admin | 2024-12-12 14:25 |  | C-MAC | 8404ZXK | ZN5381 | OPERATION THEATRE |  |  | 1 | B | 1 |  | SUP100049 | UMMI SURGICAL SDN BHD | STOR 231793 | GERMANY |  | UMMI SURGICAL SDN BHD |  |  | 0 | 0 | 0 | 0 |  |  |  |  | 2024-10-21 | KPJ Ipoh Specialist Hospital | 2 | [12 empty] | 2025-10-01 | 2026-04-01 | bar: APR; OCT
512 | H07B100512 | 11407 | BEMS | B | - | ACT | C | H07 | BEMS | ELECTROCARDIOGRAPH | ELECTROCARDIOGRAPH | BA | A&E | GF | ISH/BE/01154 | 0 |  | 0 | HOSPITAL | 16750 | 0 | 0 | 0 | 0 | 0 | 0 | 0 | 0 | 0 | 0 | 2016-02-01 | 1900-01-01 | 10 | [8 empty] | A&E |  |  |  | 0 | 0 | [12 empty] | admin | 2024-12-12 14:25 |  | NORAV MEDICAL | NECG-12C | NECGM13506580007 | ACCIDENT & EMERGENCY SERVICES |  |  | 1 | B | 1 |  | SUN MEDICAL SYSTEMS SDN. BHD | SUN MEDICAL SYSTEMS SDN. BHD | STOR 111912 (FA) | GERMANY |  | SUN MEDICAL SYSTEM SDN. BHD |  |  | 0 | 0 | 0 | 0 |  |  |  |  | 2014-02-20 | KPJ Ipoh Specialist Hospital | 2 | [12 empty] | 2025-10-01 | 2026-04-01 | bar: APR; OCT
521 | H07B100521 | 17203 | BEMS | B | - | ACT | C | H07 | BEMS | ULTRASOUND SYSTEM | ULTRASOUND SYSTEM | BA | A&E | GF | ISH/BE/01058 | 0 |  | 0 | HOSPITAL | 0 | 0 | 0 | 0 | 0 | 0 | 0 | 0 | 0 | 0 | 0 | 2014-08-01 | 1900-01-01 | 12 | [8 empty] | A&E |  |  |  | 0 | 0 | [12 empty] | admin | 2024-12-12 14:25 |  | BK MEDICAL | FLEX FOCUS 800 | 5002041 | ACCIDENT & EMERGENCY SERVICES |  |  | 1 | B | 1 |  | AVANTGARDE HEALTHCARE SDN. BHD. | AVANTGARDE HEALTHCARE SDN. BHD. | STOR 96941 (FA) | GERMANY |  | MEDILIFE SDN BHD |  |  | 0 | 0 | 0 | 0 |  |  |  |  | 2012-10-08 | KPJ Ipoh Specialist Hospital | 2 | [12 empty] | 2025-10-01 | 2026-04-01 | bar: APR; OCT
523 | H07B100523 | 12647 | BEMS | B | - | ACT | C | H07 | BEMS | PATIENT MONITORING SYSTEM | PATIENT MONITORING SYSTEM | BA | A&E | GF | ISH/BE/01059 | 0 |  | 0 | HOSPITAL | 18000 | 0 | 0 | 0 | 0 | 0 | 0 | 0 | 0 | 0 | 0 | 2014-08-01 | 1900-01-01 | 12 | [8 empty] | A&E |  |  |  | 0 | 0 | [12 empty] | admin | 2024-12-12 14:25 |  | DRAGER | GAMMA XL | 5516511278 | ACCIDENT & EMERGENCY SERVICES |  |  | 1 | B | 1 |  | AVANTGARDE HEALTHCARE SDN. BHD. | AVANTGARDE HEALTHCARE SDN. BHD. | STOR 96941 (FA) | GERMANY |  | PRINCIP ENGINEERING |  |  | 0 | 0 | 0 | 0 |  |  |  |  | 2012-08-15 | KPJ Ipoh Specialist Hospital | 2 | [12 empty] | 2025-10-01 | 2026-04-01 | bar: APR; OCT
547 | H07B100547 | 12636 | BEMS | B | - | ACT | C | H07 | BEMS | VITAL SIGN MONITOR | VITAL SIGN MONITOR | BA | A&E | GF | ISH/BE/01948 | 0 |  | 0 | HOSPITAL | 6000 | 0 | 0 | 0 | 0 | 0 | 0 | 0 | 0 | 0 | 0 |  | 1900-01-01 | 1 | [8 empty] | A&E |  |  |  | 0 | 0 | [12 empty] | admin | 2024-12-12 14:25 |  | NIHON KOHDEN | SVM-7260 | 01452 | ACCIDENT & EMERGENCY SERVICES |  |  | 1 | B | 1 |  | STAR MEDICAL SYSTEM (M) SDN BHD | STAR MEDICAL SYSTEM (M) SDN BHD |  | JAPAN |  | STAR MEDICAL SYSTEM (M) SDN BHD |  |  | 0 | 0 | 0 | 0 |  |  |  |  | 2023-10-26 | KPJ Ipoh Specialist Hospital | 2 | [12 empty] | 2025-10-01 | 2026-04-01 | bar: APR; OCT
548 | H07B100548 | 12636 | BEMS | B | - | ACT | C | H07 | BEMS | VITAL SIGN MONITOR | VITAL SIGN MONITOR | BA | A&E | GF | ISH/BE/01949 | 0 |  | 0 | HOSPITAL | 6000 | 0 | 0 | 0 | 0 | 0 | 0 | 0 | 0 | 0 | 0 |  | 1900-01-01 | 1 | [8 empty] | A&E |  |  |  | 0 | 0 | [12 empty] | admin | 2024-12-12 14:25 |  | NIHON KOHDEN | SVM-7260 | 01451 | ACCIDENT & EMERGENCY SERVICES |  |  | 1 | B | 1 |  | STAR MEDICAL SYSTEM (M) SDN BHD | STAR MEDICAL SYSTEM (M) SDN BHD |  | JAPAN |  | STAR MEDICAL SYSTEM (M) SDN BHD |  |  | 0 | 0 | 0 | 0 |  |  |  |  | 2023-10-26 | KPJ Ipoh Specialist Hospital | 2 | [12 empty] | 2025-10-01 | 2026-04-01 | bar: APR; OCT
607 | H07B100607 | 12282 | BEMS | B | - | ACT | C | H07 | BEMS | OPERATING LIGHT | OPERATING LIGHT | BB | CAOT | L01 | ISH/BE/01989 | 0 |  | 0 | HOSPITAL | 69300 | 0 | 0 | 0 | 0 | 0 | 0 | 0 | 0 | 0 | 0 | 2028-04-22 | 1900-01-01 | 0 | [8 empty] | CAOT |  |  |  | 0 | 0 | [12 empty] | admin | 2024-12-12 14:25 |  | DR.MACH | MACH LED 6MC | 23-30401/23-30402 |  |  |  | 1 | B | 1 |  | SCHMIDT BIOMED TECH SDN BHD | SCHMIDT BIOMED TECH SDN BHD | STOR 217186 | GERMANY |  | SCHMIDT BIOMEDTECH SDN BHD |  |  | 0 | 0 | 0 | 0 |  |  |  |  | 2024-04-23 | KPJ Ipoh Specialist Hospital | 2 | [12 empty] | 2025-10-01 | 2026-04-01 | bar: APR; OCT
621 | H07B100621 | 13215 | BEMS | B | - | ACT | C | H07 | BEMS | INFUSION PUMP | INFUSION PUMP | BB | DAY CARE | GF | ISH/BE/01806 | 0 |  | 0 | HOSPITAL | 4730 | 0 | 0 | 0 | 0 | 0 | 0 | 0 | 0 | 0 | 0 | 2025-02-05 | 1900-01-01 | 1 | [8 empty] | DAY CARE |  |  |  | 0 | 0 | [12 empty] | admin | 2024-12-12 14:25 |  | TERUMO | TE*LM730A03 | 2003010025 |  |  |  | 1 | B | 1 |  | SUMMIT COMPANY (MALAYSIA) SDN BHD | SUMMIT COMPANY (MALAYSIA) SDN BHD | STOR 211730 | JAPAN |  | SUMMIT COMPANY (MALAYSIA) SDN BHD |  |  | 0 | 0 | 0 | 0 |  |  |  |  | 2023-03-05 | KPJ Ipoh Specialist Hospital | 2 | [12 empty] | 2025-10-01 | 2026-04-01 | bar: APR; OCT
622 | H07B100622 | 13215 | BEMS | B | - | ACT | C | H07 | BEMS | INFUSION PUMP | INFUSION PUMP | BB | DAY CARE | GF | ISH/BE/01815 | 0 |  | 0 | HOSPITAL | 4730 | 0 | 0 | 0 | 0 | 0 | 0 | 0 | 0 | 0 | 0 | 2025-02-05 | 1900-01-01 | 1 | [8 empty] | DAY CARE |  |  |  | 0 | 0 | [12 empty] | admin | 2024-12-12 14:25 |  | TERUMO | TE*LM730A03 | 2008010058 |  |  |  | 1 | B | 1 |  | SUMMIT COMPANY (MALAYSIA) SDN BHD | SUMMIT COMPANY (MALAYSIA) SDN BHD | STOR 211730 | JAPAN |  | SUMMIT COMPANY (MALAYSIA) SDN BHD |  |  | 0 | 0 | 0 | 0 |  |  |  |  | 2023-03-05 | KPJ Ipoh Specialist Hospital | 2 | [12 empty] | 2025-10-01 | 2026-04-01 | bar: APR; OCT
635 | H07B100635 | 12386 | BEMS | B | - | ACT | C | H07 | BEMS | ELECTROSURGICAL UNITS | ELECTROSURGICAL UNITS | BB | DIAGNOSTIC CENTRE | L01 | ISH/BE/00295 | 0 |  | 0 | HOSPITAL | 48000 | 0 | 0 | 0 | 0 | 0 | 0 | 0 | 0 | 0 | 0 |  | 1900-01-01 | 18 | [8 empty] | DIAGNOSTIC CENTRE |  |  |  | 0 | 0 | [12 empty] | admin | 2024-12-12 14:25 |  | ERBE | ICC200EA | D1993 |  |  |  | 1 | B | 1 |  | AVRO MEDICAL SDN.BHD | AVRO MEDICAL SDN.BHD |  | GERMANY |  | MEDILIFE SDN BHD |  |  | 0 | 0 | 0 | 0 |  |  |  |  | 2006-04-25 | KPJ Ipoh Specialist Hospital | 2 | [12 empty] | 2025-10-01 | 2026-04-01 | bar: APR; OCT
638 | H07B100638 | 11407 | BEMS | B | - | ACT | C | H07 | BEMS | ELECTROCARDIOGRAPH | ELECTROCARDIOGRAPH | BB | DIAGNOSTIC CENTRE | L01 | ISH/BE/01155 | 0 |  | 0 | HOSPITAL | 16750 | 0 | 0 | 0 | 0 | 0 | 0 | 0 | 0 | 0 | 0 | 2016-02-01 | 1900-01-01 | 10 | [8 empty] | DIAGNOSTIC CENTRE |  |  |  | 0 | 0 | [12 empty] | admin | 2024-12-12 14:25 |  | NORAV MEDICAL | NECG-12C | NECGM13506580003 |  |  |  | 1 | B | 1 |  | SUN MEDICAL SYSTEMS SDN. BHD | SUN MEDICAL SYSTEMS SDN. BHD | STOR 111911(FA) | GERMANY |  | SUN MEDICAL SYSTEM SDN. BHD |  |  | 0 | 0 | 0 | 0 |  |  |  |  | 2014-02-20 | KPJ Ipoh Specialist Hospital | 2 | [12 empty] | 2025-10-01 | 2026-04-01 | bar: APR; OCT
639 | H07B100639 | 11407 | BEMS | B | - | ACT | C | H07 | BEMS | ELECTROCARDIOGRAPH | ELECTROCARDIOGRAPH | BB | DIAGNOSTIC CENTRE | L01 | ISH/BE/01266 | 0 |  | 0 | HOSPITAL | 17500 | 0 | 0 | 0 | 0 | 0 | 0 | 0 | 0 | 0 | 0 | 2017-05-01 | 1900-01-01 | 9 | [8 empty] | DIAGNOSTIC CENTRE |  |  |  | 0 | 0 | [12 empty] | admin | 2024-12-12 14:25 |  | NORAV MEDICAL | NECG-12C | M15100640002 |  |  |  | 1 | B | 1 |  | SUN MEDICAL SYSTEMS SDN. BHD | SUN MEDICAL SYSTEMS SDN. BHD | STOR 122594 (FA) | GERMANY |  | SUN MEDICAL SYSTEM SDN. BHD |  |  | 0 | 0 | 0 | 0 |  |  |  |  | 2015-05-15 | KPJ Ipoh Specialist Hospital | 2 | [12 empty] | 2025-10-01 | 2026-04-01 | bar: APR; OCT
640 | H07B100640 | 11467 | BEMS | B | - | ACT | C | H07 | BEMS | ELECTROENCEPHALOGRAPH | ELECTROENCEPHALOGRAPH | BB | DIAGNOSTIC CENTRE | L01 | ISH/BE/00322 | 0 |  | 0 | HOSPITAL | 90000 | 0 | 0 | 0 | 0 | 0 | 0 | 0 | 0 | 0 | 0 |  | 1900-01-01 | 16 | [8 empty] | DIAGNOSTIC CENTRE |  |  |  | 0 | 0 | [12 empty] | admin | 2024-12-12 14:25 |  | NIHON KOHDEN | 9100K | 00255 |  |  |  | 1 | B | 1 |  | LIFE TRONIC SDN.BHD | LIFE TRONIC SDN.BHD |  | JAPAN |  | LIFETRONIC SDN BHD |  |  | 0 | 0 | 0 | 0 |  |  |  |  | 2008-06-19 | KPJ Ipoh Specialist Hospital | 2 | [12 empty] | 2025-10-01 | 2026-04-01 | bar: APR; OCT
641 | H07B100641 | 11467 | BEMS | B | - | ACT | C | H07 | BEMS | ELECTROENCEPHALOGRAPH | ELECTROENCEPHALOGRAPH | BB | DIAGNOSTIC CENTRE | L01 | ISH/BE/01211 | 0 |  | 0 | HOSPITAL | 79000 | 0 | 0 | 0 | 0 | 0 | 0 | 0 | 0 | 0 | 0 | 2017-12-01 | 1900-01-01 | 10 | [8 empty] | DIAGNOSTIC CENTRE |  |  |  | 0 | 0 | [12 empty] | admin | 2024-12-12 14:25 |  | NIHON KOHDEN | 1200K | 02517 |  |  |  | 1 | B | 1 |  | LIFE TRONIC SDN.BHD | LIFE TRONIC SDN.BHD | STOR 117611(FA) | JAPAN |  | LIFETRONIC SDN BHD |  |  | 0 | 0 | 0 | 0 |  |  |  |  | 2014-12-30 | KPJ Ipoh Specialist Hospital | 2 | [12 empty] | 2025-10-01 | 2026-04-01 | bar: APR; OCT
687 | H07B100687 | 12386 | BEMS | B | - | ACT | N | H07 | BEMS | AMBULATORY BLOOD PRESSURE MONITOR | AMBULATORY BLOOD PRESSURE MONITOR | BB | DIAGNOSTIC CENTRE | L01 | ISH/BE/01686 | 0 |  | 0 | HOSPITAL | 43000 | 0 | 0 | 0 | 0 | 0 | 0 | 0 | 0 | 0 | 0 | 2024-05-12 | 1900-01-01 | 2 | [8 empty] | DIAGNOSTIC CENTRE |  |  |  | 0 | 0 | [12 empty] | admin | 2024-12-12 14:25 |  | NORAV MEDICAL | NBP-24NG | CN1456, CN1457, CN1459 |  |  |  | 1 | B | 1 |  | SUN MEDICAL SYSTEMS SDN. BHD | SUN MEDICAL SYSTEMS SDN. BHD |  | GERMANY |  | SUN MEDICAL SYSTEM SDN. BHD |  |  | 0 | 0 | 0 | 0 |  |  |  |  | 2022-05-13 | KPJ Ipoh Specialist Hospital | 2 | [12 empty] | 2025-10-01 | 2026-04-01 | bar: APR; OCT
707 | H07B100707 | 11441 | BEMS | B | - | ACT | C | H07 | BEMS | ELECTROMAYOGRAPH | ELECTROMAYOGRAPH | BB | DIAGNOSTIC CENTRE | L01 | ISH/BE/01797 | 0 |  | 0 | HOSPITAL | 125000 | 0 | 0 | 0 | 0 | 0 | 0 | 0 | 0 | 0 | 0 |  | 1900-01-01 | 1 | [8 empty] | DIAGNOSTIC CENTRE |  |  |  | 0 | 0 | [12 empty] | admin | 2024-12-12 14:25 |  | NIHON KOHDEN | MEB-2300K | 10123120443 |  |  |  | 1 | B | 1 |  | LIFETRONIC MEDICAL SYSTEM SDN BHD | LIFETRONIC MEDICAL SYSTEM SDN BHD | STOR 207576 | JAPAN |  | LIFETRONIC MEDICAL SYSTEM SDN BHD |  |  | 0 | 0 | 0 | 0 |  |  |  |  | 2023-12-04 | KPJ Ipoh Specialist Hospital | 2 | [12 empty] | 2025-10-01 | 2026-04-01 | bar: APR; OCT
714 | H07B100714 | 13680 | BEMS | B | - | ACT | C | H07 | BEMS | SPIROMETRY | SPIROMETRY | BB | DIAGNOSTIC CENTRE | L01 | ISH/BE/01972 | 0 |  | 0 | HOSPITAL | 22000 | 0 | 0 | 0 | 0 | 0 | 0 | 0 | 0 | 0 | 0 | 2027-02-28 | 1900-01-01 | 0 | [8 empty] | DIAGNOSTIC CENTRE |  |  |  | 0 | 0 | [12 empty] | admin | 2024-12-12 14:25 |  | NORAV MEDICAL | NSPIRO | 201000053 |  |  |  | 1 | B | 1 |  | SUN MEDICAL SYSTEMS SDN. BHD | SUN MEDICAL SYSTEMS SDN. BHD | STOR 221056 | GERMANY |  | SUN MEDICAL SYSTEM SDN. BHD |  |  | 0 | 0 | 0 | 0 |  |  |  |  | 2024-02-29 | KPJ Ipoh Specialist Hospital | 2 | [12 empty] | 2025-10-01 | 2026-04-01 | bar: APR; OCT
715 | H07B100715 | 12636 | BEMS | B | - | ACT | C | H07 | BEMS | VITAL SIGN MONITOR | VITAL SIGN MONITOR | BB | DIAGNOSTIC CENTRE | L01 | ISH/BE/01979 | 0 |  | 0 | HOSPITAL | 6000 | 0 | 0 | 0 | 0 | 0 | 0 | 0 | 0 | 0 | 0 | 2026-03-28 | 1900-01-01 | 0 | [8 empty] | DIAGNOSTIC CENTRE |  |  |  | 0 | 0 | [12 empty] | admin | 2024-12-12 14:25 |  | NIHON KOHDEN | SVM-7260 | 01586 |  |  |  | 1 | B | 1 |  | STAR MEDICAL SYSTEMS (M) SDN BHD | STAR MEDICAL SYSTEMS (M) SDN BHD | STOR 220936 (FA) | JAPAN |  | STAR MEDICAL SYSTEMS (M) SDN BHD |  |  | 0 | 0 | 0 | 0 |  |  |  |  | 2024-03-29 | KPJ Ipoh Specialist Hospital | 2 | [12 empty] | 2025-10-01 | 2026-04-01 | bar: APR; OCT
716 | H07B100716 | 12636 | BEMS | B | - | ACT | C | H07 | BEMS | VITAL SIGN MONITOR | VITAL SIGN MONITOR | BB | DIAGNOSTIC CENTRE | L01 | ISH/BE/01980 | 0 |  | 0 | HOSPITAL | 6000 | 0 | 0 | 0 | 0 | 0 | 0 | 0 | 0 | 0 | 0 | 2026-03-28 | 1900-01-01 | 0 | [8 empty] | DIAGNOSTIC CENTRE |  |  |  | 0 | 0 | [12 empty] | admin | 2024-12-12 14:25 |  | NIHON KOHDEN | SVM-7260 | 01587 |  |  |  | 1 | B | 1 |  | STAR MEDICAL SYSTEMS (M) SDN BHD | STAR MEDICAL SYSTEMS (M) SDN BHD | STOR 220936 (FA) | JAPAN |  | STAR MEDICAL SYSTEMS (M) SDN BHD |  |  | 0 | 0 | 0 | 0 |  |  |  |  | 2024-03-29 | KPJ Ipoh Specialist Hospital | 2 | [12 empty] | 2025-10-01 | 2026-04-01 | bar: APR; OCT
717 | H07B100717 | 12636 | BEMS | B | - | ACT | C | H07 | BEMS | VITAL SIGN MONITOR | VITAL SIGN MONITOR | BB | DIAGNOSTIC CENTRE | L01 | ISH/BE/01981 | 0 |  | 0 | HOSPITAL | 6000 | 0 | 0 | 0 | 0 | 0 | 0 | 0 | 0 | 0 | 0 | 2026-03-28 | 1900-01-01 | 0 | [8 empty] | DIAGNOSTIC CENTRE |  |  |  | 0 | 0 | [12 empty] | admin | 2024-12-12 14:25 |  | NIHON KOHDEN | SVM-7260 | 01585 |  |  |  | 1 | B | 1 |  | STAR MEDICAL SYSTEMS (M) SDN BHD | STAR MEDICAL SYSTEMS (M) SDN BHD | STOR 220936 (FA) | JAPAN |  | STAR MEDICAL SYSTEMS (M) SDN BHD |  |  | 0 | 0 | 0 | 0 |  |  |  |  | 2024-03-29 | KPJ Ipoh Specialist Hospital | 2 | [12 empty] | 2025-10-01 | 2026-04-01 | bar: APR; OCT
718 | H07B100718 | 12636 | BEMS | B | - | ACT | C | H07 | BEMS | VITAL SIGN MONITOR | VITAL SIGN MONITOR | BB | DIAGNOSTIC CENTRE | L01 | ISH/BE/01982 | 0 |  | 0 | HOSPITAL | 6000 | 0 | 0 | 0 | 0 | 0 | 0 | 0 | 0 | 0 | 0 | 2026-03-28 | 1900-01-01 | 0 | [8 empty] | DIAGNOSTIC CENTRE |  |  |  | 0 | 0 | [12 empty] | admin | 2024-12-12 14:25 |  | NIHON KOHDEN | SVM-7260 | 01490 |  |  |  | 1 | B | 1 |  | STAR MEDICAL SYSTEMS (M) SDN BHD | STAR MEDICAL SYSTEMS (M) SDN BHD | STOR 220936 (FA) | JAPAN |  | STAR MEDICAL SYSTEMS (M) SDN BHD |  |  | 0 | 0 | 0 | 0 |  |  |  |  | 2024-03-29 | KPJ Ipoh Specialist Hospital | 2 | [12 empty] | 2025-10-01 | 2026-04-01 | bar: APR; OCT
719 | H07B100719 | 12636 | BEMS | B | - | ACT | C | H07 | BEMS | VITAL SIGN MONITOR | VITAL SIGN MONITOR | BB | DIAGNOSTIC CENTRE | L01 | ISH/BE/01983 | 0 |  | 0 | HOSPITAL | 6000 | 0 | 0 | 0 | 0 | 0 | 0 | 0 | 0 | 0 | 0 | 2026-03-28 | 1900-01-01 | 0 | [8 empty] | DIAGNOSTIC CENTRE |  |  |  | 0 | 0 | [12 empty] | admin | 2024-12-12 14:25 |  | NIHON KOHDEN | SVM-7260 | 01584 |  |  |  | 1 | B | 1 |  | STAR MEDICAL SYSTEMS (M) SDN BHD | STAR MEDICAL SYSTEMS (M) SDN BHD | STOR 220936 (FA) | JAPAN |  | STAR MEDICAL SYSTEMS (M) SDN BHD |  |  | 0 | 0 | 0 | 0 |  |  |  |  | 2024-03-29 | KPJ Ipoh Specialist Hospital | 2 | [12 empty] | 2025-10-01 | 2026-04-01 | bar: APR; OCT
720 | H07B100720 | 12636 | BEMS | B | - | ACT | C | H07 | BEMS | VITAL SIGN MONITOR | VITAL SIGN MONITOR | BB | DIAGNOSTIC CENTRE | L01 | ISH/BE/01984 | 0 |  | 0 | HOSPITAL | 6000 | 0 | 0 | 0 | 0 | 0 | 0 | 0 | 0 | 0 | 0 | 2026-03-28 | 1900-01-01 | 0 | [8 empty] | DIAGNOSTIC CENTRE |  |  |  | 0 | 0 | [12 empty] | admin | 2024-12-12 14:25 |  | NIHON KOHDEN | SVM-7260 | 01583 |  |  |  | 1 | B | 1 |  | STAR MEDICAL SYSTEMS (M) SDN BHD | STAR MEDICAL SYSTEMS (M) SDN BHD | STOR 220936 (FA) | JAPAN |  | STAR MEDICAL SYSTEMS (M) SDN BHD |  |  | 0 | 0 | 0 | 0 |  |  |  |  | 2024-03-29 | KPJ Ipoh Specialist Hospital | 2 | [12 empty] | 2025-10-01 | 2026-04-01 | bar: APR; OCT
737 | H07B100737 | 11490 | BEMS | B | - | ACT | C | H07 | BEMS | ELECTROSURGICAL UNIT | ELECTROSURGICAL UNIT | BA | DIAGNOSTIC CENTRE | L01 | ISH/BE/02084 | 0 |  | 0 | HOSPITAL | 40000 | 0 | 0 | 0 | 0 | 0 | 0 | 0 | 0 | 0 | 0 | 2026-10-20 | 1900-01-01 | 0 | [8 empty] | DIAGNOSTIC CENTRE |  |  |  | 0 | 0 | [12 empty] | admin | 2024-12-12 14:25 |  | ERBE | VIO 200 S | 11577698 |  |  |  | 1 | B | 1 |  | SUP100019 | MEDI-LIFE (M) SDN BHD | STOR 229908 | GERMANY |  | MEDI-LIFE (M) SDN BHD |  |  | 0 | 0 | 0 | 0 |  |  |  |  | 2024-10-21 | KPJ Ipoh Specialist Hospital | 2 | [12 empty] | 2025-10-01 | 2026-04-01 | bar: APR; OCT
738 | H07B100738 | - | BEMS | B | - | ACT | C | H07 | BEMS | STRESS TEST SYSTEM | STRESS TEST SYSTEM | BA | DIAGNOSTIC CENTRE | L01 | ISH/BE/02087 | 0 |  | 0 | HOSPITAL | 122000 | 0 | 0 | 0 | 0 | 0 | 0 | 0 | 0 | 0 | 0 | 2027-10-27 | 1900-01-01 | 0 | [8 empty] | DIAGNOSTIC CENTRE |  |  |  | 0 | 0 | [12 empty] | admin | 2024-12-12 14:25 |  | NORAV MEDICAL | NORAV | DR12845 |  |  |  | 1 | B | 1 |  | SUN MEDICAL SYSTEMS SDN. BHD | SUN MEDICAL SYSTEMS SDN. BHD | STOR 230364 | CHINA |  | SUN MEDICAL SYSTEM SDN. BHD |  |  | 0 | 0 | 0 | 0 |  |  |  |  | 2024-10-28 | KPJ Ipoh Specialist Hospital | 2 | [12 empty] | 2025-10-01 | 2026-04-01 | bar: APR; OCT
745 | H07B100745 | - | BEMS | B | - | ACT | C | H07 | BEMS | MAGNETIC RESONANCE IMAGING | MAGNETIC RESONANCE IMAGING | BA | DIAGNOSTIC IMAGING | L01 | ISH/BE/01619 | 0 |  | 0 | HOSPITAL | 3500000 | 0 | 0 | 0 | 0 | 0 | 0 | 0 | 0 | 0 | 0 | 2022-10-01 | 1900-01-01 | 4 | [8 empty] | DIAGNOSTIC IMAGING |  |  |  | 0 | 0 | [12 empty] | admin | 2024-12-12 14:25 |  | SIEMENS | MAGNETOM AVANTO FIT | 169889 |  |  |  | 1 | B | 1 |  | SUP100006 | SIEMENS HEALTHCARE SDN BHD |  | GERMANY |  | SIEMENS HEALTHCARE SDN BHD |  |  | 0 | 0 | 0 | 0 |  |  |  |  | 2020-10-16 | KPJ Ipoh Specialist Hospital | 2 | [12 empty] | 2025-10-01 | 2026-04-01 | bar: APR; OCT
767 | H07B100767 | - | BEMS | B | - | ACT | C | H07 | BEMS | GENERAL X-RAY | GENERAL X-RAY | BA | DIAGNOSTIC IMAGING | L01 | ISH/BE/01801 | 0 |  | 0 | HOSPITAL | 472000 | 0 | 0 | 0 | 0 | 0 | 0 | 0 | 0 | 0 | 0 |  | 1900-01-01 | 1 | [8 empty] | DIAGNOSTIC IMAGING |  |  |  | 0 | 0 | [12 empty] | admin | 2024-12-12 14:25 |  | DK MEDICAL SYSTEM | INNOVATION-EXII | H021123B001 |  |  |  | 1 | B | 1 |  | INTEGRATED MEDICALSYSTEM SDN BHD | INTEGRATED MEDICALSYSTEM SDN BHD | STOR 207753 | KOREA |  | INTEGRATED MEDICAL SYSTEM SDN BHD |  |  | 0 | 0 | 0 | 0 |  |  |  |  | 2023-04-28 | KPJ Ipoh Specialist Hospital | 2 | [12 empty] | 2025-10-01 | 2026-04-01 | bar: APR; OCT
791 | H07B100791 | 12636 | BEMS | B | - | ACT | C | H07 | BEMS | VITAL SIGN MONITOR | VITAL SIGN MONITOR | BA | DIALYSIS CENTRE | GF | ISH/BE/02072 | 0 |  | 0 | HOSPITAL | 6800 | 0 | 0 | 0 | 0 | 0 | 0 | 0 | 0 | 0 | 0 | 2026-10-08 | 1900-01-01 | 0 | [8 empty] | DIALYSIS CENTRE |  |  |  | 0 | 0 | [12 empty] | admin | 2024-12-12 14:25 |  | NIHON KOHDEN | SVM-7260 | 01679 |  |  |  | 1 | B | 1 |  | STAR MEDICAL SYSTEM (M) SDN BHD | STAR MEDICAL SYSTEM (M) SDN BHD | STOR 229260 | JAPAN |  | STAR MEDICAL SYSTEM (M) SDN BHD |  |  | 0 | 0 | 0 | 0 |  |  |  |  | 2024-10-09 | KPJ Ipoh Specialist Hospital | 2 | [12 empty] | 2025-10-01 | 2026-04-01 | bar: APR; OCT
792 | H07B100792 | 12636 | BEMS | B | - | ACT | C | H07 | BEMS | VITAL SIGN MONITOR | VITAL SIGN MONITOR | BA | DIALYSIS CENTRE | GF | ISH/BE/02073 | 0 |  | 0 | HOSPITAL | 6800 | 0 | 0 | 0 | 0 | 0 | 0 | 0 | 0 | 0 | 0 | 2026-10-08 | 1900-01-01 | 0 | [8 empty] | DIALYSIS CENTRE |  |  |  | 0 | 0 | [12 empty] | admin | 2024-12-12 14:25 |  | NIHON KOHDEN | SVM-7260 | 01705 |  |  |  | 1 | B | 1 |  | STAR MEDICAL SYSTEM (M) SDN BHD | STAR MEDICAL SYSTEM (M) SDN BHD | STOR 229260 | JAPAN |  | STAR MEDICAL SYSTEM (M) SDN BHD |  |  | 0 | 0 | 0 | 0 |  |  |  |  | 2024-10-09 | KPJ Ipoh Specialist Hospital | 2 | [12 empty] | 2025-10-01 | 2026-04-01 | bar: APR; OCT
793 | H07B100793 | 12636 | BEMS | B | - | ACT | C | H07 | BEMS | VITAL SIGN MONITOR | VITAL SIGN MONITOR | BA | DIALYSIS CENTRE | GF | ISH/BE/02074 | 0 |  | 0 | HOSPITAL | 6800 | 0 | 0 | 0 | 0 | 0 | 0 | 0 | 0 | 0 | 0 | 2026-10-08 | 1900-01-01 | 0 | [8 empty] | DIALYSIS CENTRE |  |  |  | 0 | 0 | [12 empty] | admin | 2024-12-12 14:25 |  | NIHON KOHDEN | SVM-7260 | 01706 |  |  |  | 1 | B | 1 |  | STAR MEDICAL SYSTEM (M) SDN BHD | STAR MEDICAL SYSTEM (M) SDN BHD | STOR 229260 | JAPAN |  | STAR MEDICAL SYSTEM (M) SDN BHD |  |  | 0 | 0 | 0 | 0 |  |  |  |  | 2024-10-09 | KPJ Ipoh Specialist Hospital | 2 | [12 empty] | 2025-10-01 | 2026-04-01 | bar: APR; OCT
866 | H07B100866 | - | BEMS | B | - | ACT | C | H07 | BEMS | OPTICAL BIOMETRY (IOL MASTER 700) | OPTICAL BIOMETRY (IOL MASTER 700) | BB | DR JASVINDER | L01 | ISH/BE/01791 | 0 |  | 0 | HOSPITAL | 230000 | 0 | 0 | 0 | 0 | 0 | 0 | 0 | 0 | 0 | 0 | 2023-03-04 | 1900-01-01 | 1 | [8 empty] | DR JASVINDER |  |  |  | 0 | 0 | [12 empty] | admin | 2024-12-12 14:25 |  | CARL ZEISS | IOL MASTER 700 | 9208120386 |  |  |  | 1 | B | 1 |  | SUP100007 | CARL ZEISS SDN BHD | STOR 208181 | GERMANY |  | CARL ZEISS SDN BHD |  |  | 0 | 0 | 0 | 0 |  |  |  |  | 2023-04-04 | KPJ Ipoh Specialist Hospital | 2 | [12 empty] | 2025-10-01 | 2026-04-01 | bar: APR; OCT
872 | H07B100872 | - | BEMS | B | - | ACT | C | H07 | BEMS | SLIT LAMP | SLIT LAMP | BB | DR JASVINDER | L01 | ISH/BE/02064 | 0 |  | 0 | HOSPITAL | 42000 | 0 | 0 | 0 | 0 | 0 | 0 | 0 | 0 | 0 | 0 | 2026-09-20 | 1900-01-01 | 0 | [8 empty] | DR JASVINDER |  |  |  | 0 | 0 | [12 empty] | admin | 2024-12-12 14:25 |  | KEELER | H SERIES-40 | 09985 |  |  |  | 1 | B | 1 |  | OPHTHALMIC INSTRUMENTS (M) SDN BHD | OPHTHALMIC INSTRUMENTS (M) SDN BHD | STOR 230318 | GERMANY |  | OPTHALMIC INSTRUMENTS (M) SDN BHD |  |  | 0 | 0 | 0 | 0 |  |  |  |  | 2024-09-20 | KPJ Ipoh Specialist Hospital | 2 | [12 empty] | 2025-10-01 | 2026-04-01 | bar: APR; OCT
873 | H07B100873 | - | BEMS | B | - | ACT | C | H07 | BEMS | FUNDUS CAMERA | FUNDUS CAMERA | BB | DR JASVINDER | L01 | ISH/BE/02086 | 0 |  | 0 | HOSPITAL | 98000 | 0 | 0 | 0 | 0 | 0 | 0 | 0 | 0 | 0 | 0 | 2026-10-23 | 1900-01-01 | 0 | [8 empty] | DR JASVINDER |  |  |  | 0 | 0 | [12 empty] | admin | 2024-12-12 14:25 |  | ICARE | DRSPLUS | G63937V |  |  |  | 1 | B | 1 |  | OPHTHALMIC INSTRUMENTS (M) SDN BHD | OPHTHALMIC INSTRUMENTS (M) SDN BHD | STOR 231788 | GERMANY |  | OPTHALMIC INSTRUMENTS (M) SDN BHD |  |  | 0 | 0 | 0 | 0 |  |  |  |  | 2024-10-24 | KPJ Ipoh Specialist Hospital | 2 | [12 empty] | 2025-10-01 | 2026-04-01 | bar: APR; OCT
930 | H07B100930 | - | BEMS | B | - | ACT | C | H07 | BEMS | MAGNETIC STIMULATION | MAGNETIC STIMULATION | BA | PHYSIOTHERAPY | GF | ISH/BE/02070 | 0 |  | 0 | HOSPITAL | 245000 | 0 | 0 | 0 | 0 | 0 | 0 | 0 | 0 | 0 | 0 | 2026-10-01 | 1900-01-01 | 0 | [8 empty] | PHYSIOTHERAPY |  |  |  | 0 | 0 | [12 empty] | admin | 2024-12-12 14:25 |  | FOTONA | STARFORMER | 24000515 |  |  |  | 1 | B | 1 |  | INFINITY MEDICAL SDN BHD | INFINITY MEDICAL SDN BHD | STOR 228562 |  |  | INFINITY MEDICAL SDN BHD |  |  | 0 | 0 | 0 | 0 |  |  |  |  | 2024-10-02 | KPJ Ipoh Specialist Hospital | 2 | [12 empty] | 2025-10-01 | 2026-04-01 | bar: APR; OCT
931 | H07B100931 | - | BEMS | B | - | ACT | C | H07 | BEMS | BIOLOGICAL STIMULATION SYSTEM | BIOLOGICAL STIMULATION SYSTEM | BA | PHYSIOTHERAPY | GF | ISH/BE/02071 | 0 |  | 0 | HOSPITAL | 0 | 0 | 0 | 0 | 0 | 0 | 0 | 0 | 0 | 0 | 0 | 2026-10-01 | 1900-01-01 | 0 | [8 empty] | PHYSIOTHERAPY |  |  |  | 0 | 0 | [12 empty] | admin | 2024-12-12 14:25 |  | MEDLANDER | B2S | CACC00068 |  |  |  | 1 | B | 1 |  | INFINITY MEDICAL SDN BHD | INFINITY MEDICAL SDN BHD | STOR 228562 |  |  | INFINITY MEDICAL SDN BHD |  |  | 0 | 0 | 0 | 0 |  |  |  |  | 2024-10-02 | KPJ Ipoh Specialist Hospital | 2 | [12 empty] | 2025-10-01 | 2026-04-01 | bar: APR; OCT
951 | H07B100951 | 12636 | BEMS | B | - | ACT | C | H07 | BEMS | VITAL SIGN MONITOR | VITAL SIGN MONITOR | BB | PREMIER WARD | L05 | ISH/BE/01947 | 0 |  | 0 | HOSPITAL | 6000 | 0 | 0 | 0 | 0 | 0 | 0 | 0 | 0 | 0 | 0 |  | 1900-01-01 | 1 | [8 empty] | PREMIER WARD |  |  |  | 0 | 0 | [12 empty] | admin | 2024-12-12 14:25 |  | NIHON KOHDEN | SVM-7260 | 01485 |  |  |  | 1 | B | 1 |  | STAR MEDICAL SYSTEM (M) SDN BHD | STAR MEDICAL SYSTEM (M) SDN BHD |  | JAPAN |  | STAR MEDICAL SYSTEM (M) SDN BHD |  |  | 0 | 0 | 0 | 0 |  |  |  |  | 2023-10-26 | KPJ Ipoh Specialist Hospital | 2 | [12 empty] | 2025-10-01 | 2026-04-01 | bar: APR; OCT
1076 | H07B101076 | 11407 | BEMS | B | - | ACT | N | H07 | BEMS | ELECTROCARDIOGRAPH | ELECTROCARDIOGRAPH | BB | WARD 7B | L03 | ISH/BE/01519 | 0 |  | 0 | HOSPITAL | 15500 | 0 | 0 | 0 | 0 | 0 | 0 | 0 | 0 | 0 | 0 | 2018-06-01 | 1900-01-01 | 7 | [8 empty] | WARD 7B |  |  |  | 0 | 0 | [12 empty] | admin | 2024-12-12 14:25 |  | NORAV MEDICAL | NECG-12C | NECG-M15505330019 | WARD 7B |  |  | 1 | B | 1 |  | SUN MEDICAL SDN BHD | SUN MEDICAL SDN BHD | STOR 14548 (FA) | GERMANY |  | SUN MEDICAL SYSTEM SDN. BHD |  |  | 0 | 0 | 0 | 0 |  |  |  |  | 2017-06-09 | KPJ Ipoh Specialist Hospital | 2 | [12 empty] | 2025-10-01 | 2026-04-01 | bar: APR; OCT
1095 | H07B101095 | 12636 | BEMS | B | - | ACT | C | H07 | BEMS | VITAL SIGN MONITOR | VITAL SIGN MONITOR | BB | WARD 7B | L03 | ISH/BE/01939 | 0 |  | 0 | HOSPITAL | 6000 | 0 | 0 | 0 | 0 | 0 | 0 | 0 | 0 | 0 | 0 |  | 1900-01-01 | 1 | [8 empty] | WARD 7B |  |  |  | 0 | 0 | [12 empty] | admin | 2024-12-12 14:25 |  | NIHON KOHDEN | SVM-7260 | 01469 | WARD 7B |  |  | 1 | B | 1 |  | STAR MEDICAL SYSTEM (M) SDN BHD | STAR MEDICAL SYSTEM (M) SDN BHD |  | JAPAN |  | STAR MEDICAL SYSTEM (M) SDN BHD |  |  | 0 | 0 | 0 | 0 |  |  |  |  | 2023-10-25 | KPJ Ipoh Specialist Hospital | 2 | [12 empty] | 2025-10-01 | 2026-04-01 | bar: APR; OCT
1096 | H07B101096 | 12636 | BEMS | B | - | ACT | C | H07 | BEMS | VITAL SIGN MONITOR | VITAL SIGN MONITOR | BB | WARD 7B | L03 | ISH/BE/01940 | 0 |  | 0 | HOSPITAL | 6000 | 0 | 0 | 0 | 0 | 0 | 0 | 0 | 0 | 0 | 0 |  | 1900-01-01 | 1 | [8 empty] | WARD 7B |  |  |  | 0 | 0 | [12 empty] | admin | 2024-12-12 14:25 |  | NIHON KOHDEN | SVM-7260 | 01468 | WARD 7B |  |  | 1 | B | 1 |  | STAR MEDICAL SYSTEM (M) SDN BHD | STAR MEDICAL SYSTEM (M) SDN BHD |  | JAPAN |  | STAR MEDICAL SYSTEM (M) SDN BHD |  |  | 0 | 0 | 0 | 0 |  |  |  |  | 2023-10-25 | KPJ Ipoh Specialist Hospital | 2 | [12 empty] | 2025-10-01 | 2026-04-01 | bar: APR; OCT
1097 | H07B101097 | 12636 | BEMS | B | - | ACT | C | H07 | BEMS | VITAL SIGN MONITOR | VITAL SIGN MONITOR | BB | WARD 7B | L03 | ISH/BE/01941 | 0 |  | 0 | HOSPITAL | 6000 | 0 | 0 | 0 | 0 | 0 | 0 | 0 | 0 | 0 | 0 |  | 1900-01-01 | 1 | [8 empty] | WARD 7B |  |  |  | 0 | 0 | [12 empty] | admin | 2024-12-12 14:25 |  | NIHON KOHDEN | SVM-7260 | 01470 | WARD 7B |  |  | 1 | B | 1 |  | STAR MEDICAL SYSTEM (M) SDN BHD | STAR MEDICAL SYSTEM (M) SDN BHD |  | JAPAN |  | STAR MEDICAL SYSTEM (M) SDN BHD |  |  | 0 | 0 | 0 | 0 |  |  |  |  | 2023-10-25 | KPJ Ipoh Specialist Hospital | 2 | [12 empty] | 2025-10-01 | 2026-04-01 | bar: APR; OCT
1130 | H07B101130 | 13215 | BEMS | B | - | ACT | C | H07 | BEMS | INFUSION PUMP | INFUSION PUMP | BA | WARD 5 | L02 | ISH/BE/01685 | 0 |  | 0 | HOSPITAL | 4270 | 0 | 0 | 0 | 0 | 0 | 0 | 0 | 0 | 0 | 0 | 2024-04-12 | 1900-01-01 | 2 | [8 empty] | WARD 5 |  |  |  | 0 | 0 | [12 empty] | admin | 2024-12-12 14:25 |  | TERUMO | TE*LM730A02 | 2110012026 | WARD 5 |  |  | 1 | B | 1 |  | SUMMIT COMPANY (M) SDN BHD | SUMMIT COMPANY (M) SDN BHD |  | JAPAN |  | SUMMIT COMPANY (MALAYSIA) SDN BHD |  |  | 0 | 0 | 0 | 0 |  |  |  |  | 2022-04-13 | KPJ Ipoh Specialist Hospital | 2 | [12 empty] | 2025-10-01 | 2026-04-01 | bar: APR; OCT
1134 | H07B101134 | 17148 | BEMS | B | - | ACT | C | H07 | BEMS | OXIMETERS, PULSE | OXIMETERS, PULSE | BA | WARD 5 | L02 | ISH/BE/01795 | 0 |  | 0 | HOSPITAL | 8000 | 0 | 0 | 0 | 0 | 0 | 0 | 0 | 0 | 0 | 0 | 2025-04-10 | 1900-01-01 | 1 | [8 empty] | WARD 5 |  |  |  | 0 | 0 | [12 empty] | admin | 2024-12-12 14:25 |  | MASIMO | RADICAL7TM TOUCH SCREEN HANDHELD | 1000290888 (358969) | WARD 5 |  |  | 1 | B | 1 |  | HOSPIMETRIX SDN BHD | HOSPIMETRIX SDN BHD | STOR210855 | USA |  | HOSPIMETRIX SDN BHD |  |  | 0 | 0 | 0 | 0 |  |  |  |  | 2023-11-04 | KPJ Ipoh Specialist Hospital | 2 | [12 empty] | 2025-10-01 | 2026-04-01 | bar: APR; OCT
1139 | H07B101139 | 12636 | BEMS | B | - | ACT | C | H07 | BEMS | VITAL SIGN MONITOR | VITAL SIGN MONITOR | BA | WARD 5 | L02 | ISH/BE/01946 | 0 |  | 0 | HOSPITAL | 6000 | 0 | 0 | 0 | 0 | 0 | 0 | 0 | 0 | 0 | 0 |  | 1900-01-01 | 1 | [8 empty] | WARD 5 |  |  |  | 0 | 0 | [12 empty] | admin | 2024-12-12 14:25 |  | NIHON KOHDEN | SVM-7260 | 01473 | WARD 5 |  |  | 1 | B | 1 |  | STAR MEDICAL SYSTEM (M) SDN BHD | STAR MEDICAL SYSTEM (M) SDN BHD |  | JAPAN |  | STAR MEDICAL SYSTEM (M) SDN BHD |  |  | 0 | 0 | 0 | 0 |  |  |  |  | 2023-10-26 | KPJ Ipoh Specialist Hospital | 2 | [12 empty] | 2025-10-01 | 2026-04-01 | bar: APR; OCT
1172 | H07B101172 | 17148 | BEMS | B | - | ACT | C | H07 | BEMS | OXIMETERS, PULSE | OXIMETERS, PULSE | BA | WARD 2 | L02 | ISH/BE/01793 | 0 |  |  | HOSPITAL | 8000 | 0 | 0 | 0 | 0 | 0 | 0 | 0 | 0 | 0 | 0 | 2025-04-10 | 1900-01-01 | 1 | [8 empty] | WARD 2 |  |  |  | 0 | 0 | [12 empty] | admin | 2024-12-12 14:25 |  | MASIMO | RADICAL7TM TOUCH SCREEN HANDHELD | 1000290312 (357004) | WARD 2 |  |  | 1 | B | 1 |  | HOSPIMETRIX SDN BHD | HOSPIMETRIX SDN BHD | STOR210855 | USA |  | HOSPIMETRIX SDN BHD |  |  | 0 | 0 | 0 | 0 |  |  |  |  | 2023-11-04 | KPJ Ipoh Specialist Hospital | 2 | [12 empty] | 2025-10-01 | 2026-04-01 | bar: APR; OCT
1195 | H07B101195 | 12636 | BEMS | B | - | ACT | C | H07 | BEMS | VITAL SIGN MONITOR | VITAL SIGN MONITOR | BB | WARD 7A | L03 | ISH/BE/01942 | 0 |  |  | HOSPITAL | 6000 | 0 | 0 | 0 | 0 | 0 | 0 | 0 | 0 | 0 | 0 |  | 1900-01-01 | 1 | [8 empty] | WARD 7A |  |  |  | 0 | 0 | [12 empty] | admin | 2024-12-12 14:25 |  | NIHON KOHDEN | SVM-7260 | 01471 | WARD 7A |  |  | 1 | B | 1 |  | STAR MEDICAL SYSTEM (M) SDN BHD | STAR MEDICAL SYSTEM (M) SDN BHD |  | JAPAN |  | STAR MEDICAL SYSTEM (M) SDN BHD |  |  | 0 | 0 | 0 | 0 |  |  |  |  | 2023-10-25 | KPJ Ipoh Specialist Hospital | 2 | [12 empty] | 2025-10-01 | 2026-04-01 | bar: APR; OCT
1196 | H07B101196 | 12636 | BEMS | B | - | ACT | C | H07 | BEMS | VITAL SIGN MONITOR | VITAL SIGN MONITOR | BB | WARD 7A | L03 | ISH/BE/01943 | 0 |  |  | HOSPITAL | 6000 | 0 | 0 | 0 | 0 | 0 | 0 | 0 | 0 | 0 | 0 |  | 1900-01-01 | 1 | [8 empty] | WARD 7A |  |  |  | 0 | 0 | [12 empty] | admin | 2024-12-12 14:25 |  | NIHON KOHDEN | SVM-7260 | 01472 | WARD 7A |  |  | 1 | B | 1 |  | STAR MEDICAL SYSTEM (M) SDN BHD | STAR MEDICAL SYSTEM (M) SDN BHD |  | JAPAN |  | STAR MEDICAL SYSTEM (M) SDN BHD |  |  | 0 | 0 | 0 | 0 |  |  |  |  | 2023-10-25 | KPJ Ipoh Specialist Hospital | 2 | [12 empty] | 2025-10-01 | 2026-04-01 | bar: APR; OCT
1227 | H07B101227 | 12636 | BEMS | B | - | ACT | C | H07 | BEMS | VITAL SIGN MONITOR | VITAL SIGN MONITOR | BA | WARD 6 | L03 | ISH/BE/01944 | 0 |  | 0 | HOSPITAL | 6000 | 0 | 0 | 0 | 0 | 0 | 0 | 0 | 0 | 0 | 0 |  | 1900-01-01 | 1 | [8 empty] | WARD 6 |  |  |  | 0 | 0 | [12 empty] | admin | 2024-12-12 14:25 |  | NIHON KOHDEN | SVM-7260 | 01449 | WARD 6 |  |  | 1 | B | 1 |  | STAR MEDICAL SYSTEM (M) SDN BHD | STAR MEDICAL SYSTEM (M) SDN BHD |  | JAPAN |  | STAR MEDICAL SYSTEM (M) SDN BHD |  |  | 0 | 0 | 0 | 0 |  |  |  |  | 2023-10-26 | KPJ Ipoh Specialist Hospital | 2 | [12 empty] | 2025-10-01 | 2026-04-01 | bar: APR; OCT
1228 | H07B101228 | 12636 | BEMS | B | - | ACT | C | H07 | BEMS | VITAL SIGN MONITOR | VITAL SIGN MONITOR | BA | WARD 6 | L03 | ISH/BE/01945 | 0 |  | 0 | HOSPITAL | 6000 | 0 | 0 | 0 | 0 | 0 | 0 | 0 | 0 | 0 | 0 |  | 1900-01-01 | 1 | [8 empty] | WARD 6 |  |  |  | 0 | 0 | [12 empty] | admin | 2024-12-12 14:25 |  | NIHON KOHDEN | SVM-7260 | 01450 | WARD 6 |  |  | 1 | B | 1 |  | STAR MEDICAL SYSTEM (M) SDN BHD | STAR MEDICAL SYSTEM (M) SDN BHD |  | JAPAN |  | STAR MEDICAL SYSTEM (M) SDN BHD |  |  | 0 | 0 | 0 | 0 |  |  |  |  | 2023-10-26 | KPJ Ipoh Specialist Hospital | 2 | [12 empty] | 2025-10-01 | 2026-04-01 | bar: APR; OCT
1 | H07B100001 | 15613 | BEMS | B | - | ACT | C | H07 | BEMS | VENTILATORS | VENTILATORS | BA | ICU | L01 | ISH/BE/00356 | 0 |  | 0 | HOSPITAL | 120000 | 0 | 0 | 0 | 0 | 0 | 0 | 0 | 0 | 0 | 0 | 2005-08-01 | 1900-01-01 | 20 | [8 empty] | ICU |  |  |  | 0 | 0 | [12 empty] | admin | 2024-12-12 14:25 |  | MAQUET | SERVO-I | 12770 | INTENSIVE CARE UNIT SERVICES |  |  | 1 | B | 1 |  | SCHMIST SCIENTIFIC SDN BHD | SCHMIST SCIENTIFIC SDN BHD |  | SWITZERLAND |  | IDS MEDICAL SYSTEM (M) SDN BHD |  |  | 0 | 0 | 0 | 0 |  |  |  |  | 2004-12-08 | KPJ Ipoh Specialist Hospital | 2 | [12 empty] | 2025-11-01 | 2026-05-01 | bar: MAY; NOV
2 | H07B100002 | 15613 | BEMS | B | - | ACT | C | H07 | BEMS | VENTILATORS | VENTILATORS | BA | ICU | L01 | ISH/BE/00363 | 0 |  | 0 | HOSPITAL | 120000 | 0 | 0 | 0 | 0 | 0 | 0 | 0 | 0 | 0 | 0 | 2008-12-01 | 1900-01-01 | 17 | [8 empty] | ICU |  |  |  | 0 | 0 | [12 empty] | admin | 2024-12-12 14:25 |  | MAQUET | SERVO-I | 32164 | INTENSIVE CARE UNIT SERVICES |  |  | 1 | B | 1 |  | SUP100018 | IDS MEDICAL SYSTEM (M) SDN BHD |  | SWITZERLAND |  | IDS MEDICAL SYSTEM (M) SDN BHD |  |  | 0 | 0 | 0 | 0 |  |  |  |  | 2007-12-28 | KPJ Ipoh Specialist Hospital | 2 | [12 empty] | 2025-11-01 | 2026-05-01 | bar: MAY; NOV
3 | H07B100003 | 15613 | BEMS | B | - | ACT | C | H07 | BEMS | VENTILATORS | VENTILATORS | BA | ICU | L01 | ISH/BE/00946 | 0 |  | 0 | HOSPITAL | 120000 | 0 | 0 | 0 | 0 | 0 | 0 | 0 | 0 | 0 | 0 | 2013-02-01 | 1900-01-01 | 13 | [8 empty] | ICU |  |  |  | 0 | 0 | [12 empty] | admin | 2024-12-12 14:25 |  | MAQUET | SERVO-I | 49657 | INTENSIVE CARE UNIT SERVICES |  |  | 1 | B | 1 |  | SUP100018 | IDS MEDICAL SYSTEM (M) SDN BHD |  | SWITZERLAND |  | IDS MEDICAL SYSTEM (M) SDN BHD |  |  | 0 | 0 | 0 | 0 |  |  |  |  | 2011-02-17 | KPJ Ipoh Specialist Hospital | 2 | [12 empty] | 2025-11-01 | 2026-05-01 | bar: MAY; NOV
4 | H07B100004 | 15613 | BEMS | B | - | ACT | C | H07 | BEMS | VENTILATORS | VENTILATORS | BA | ICU | L01 | ISH/BE/00947 | 0 |  | 0 | HOSPITAL | 120000 | 0 | 0 | 0 | 0 | 0 | 0 | 0 | 0 | 0 | 0 | 2013-02-01 | 1900-01-01 | 13 | [8 empty] | ICU |  |  |  | 0 | 0 | [12 empty] | admin | 2024-12-12 14:25 |  | MAQUET | SERVO-I | 49658 | INTENSIVE CARE UNIT SERVICES |  |  | 1 | B | 1 |  | SUP100018 | IDS MEDICAL SYSTEM (M) SDN BHD |  | SWITZERLAND |  | IDS MEDICAL SYSTEM (M) SDN BHD |  |  | 0 | 0 | 0 | 0 |  |  |  |  | 2011-02-17 | KPJ Ipoh Specialist Hospital | 2 | [12 empty] | 2025-11-01 | 2026-05-01 | bar: MAY; NOV
5 | H07B100005 | 15613 | BEMS | B | - | ACT | C | H07 | BEMS | VENTILATORS | VENTILATORS | BA | ICU | L01 | ISH/BE/00948 | 0 |  | 0 | HOSPITAL | 120000 | 0 | 0 | 0 | 0 | 0 | 0 | 0 | 0 | 0 | 0 | 2013-02-01 | 1900-01-01 | 13 | [8 empty] | ICU |  |  |  | 0 | 0 | [12 empty] | admin | 2024-12-12 14:25 |  | MAQUET | SERVO-I | 49660 | INTENSIVE CARE UNIT SERVICES |  |  | 1 | B | 1 |  | SUP100018 | IDS MEDICAL SYSTEM (M) SDN BHD |  | SWITZERLAND |  | IDS MEDICAL SYSTEM (M) SDN BHD |  |  | 0 | 0 | 0 | 0 |  |  |  |  | 2011-02-17 | KPJ Ipoh Specialist Hospital | 2 | [12 empty] | 2025-11-01 | 2026-05-01 | bar: MAY; NOV
6 | H07B100006 | 15613 | BEMS | B | - | ACT | C | H07 | BEMS | VENTILATORS | VENTILATORS | BA | ICU | L01 | ISH/BE/01007 | 0 |  | 0 | HOSPITAL | 105000 | 0 | 0 | 0 | 0 | 0 | 0 | 0 | 0 | 0 | 0 | 2013-08-01 | 1900-01-01 | 13 | [8 empty] | ICU |  |  |  | 0 | 0 | [12 empty] | admin | 2024-12-12 14:25 |  | MAQUET | SERVO-I | 45171 | INTENSIVE CARE UNIT SERVICES |  |  | 1 | B | 1 |  | SUP100018 | IDS MEDICAL SYSTEM (M) SDN BHD |  | SWITZERLAND |  | IDS MEDICAL SYSTEM (M) SDN BHD |  |  | 0 | 0 | 0 | 0 |  |  |  |  | 2011-08-19 | KPJ Ipoh Specialist Hospital | 2 | [12 empty] | 2025-11-01 | 2026-05-01 | bar: MAY; NOV
129 | H07B100129 | 13461 | BEMS | B | - | ACT | C | H07 | BEMS | PATIENT MONITORING SYSTEM, PORTABLE | PATIENT MONITORING SYSTEM, PORTABLE | BA | ICU | L01 | ISH/BE/01804 | 0 |  | 0 | HOSPITAL | 42120 | 0 | 0 | 0 | 0 | 0 | 0 | 0 | 0 | 0 | 0 | 2025-05-02 | 1900-01-01 | 1 | [8 empty] | ICU |  |  |  | 0 | 0 | [12 empty] | admin | 2024-12-12 14:25 |  | PHILIPS | INTELLIVUE X3 | DE752L4866 | INTENSIVE CARE UNIT SERVICES |  |  | 1 | B | 1 |  | LAC MEDICAL SUPPLIES SDN BHD | LAC MEDICAL SUPPLIES SDN BHD | STOR 207436 | USA |  | LAC MEDICAL SUPPLIES SDN BHD |  |  | 0 | 0 | 0 | 0 |  |  |  |  | 2023-03-05 | KPJ Ipoh Specialist Hospital | 2 | [12 empty] | 2025-11-01 | 2026-05-01 | bar: MAY; NOV
132 | H07B100132 | 13215 | BEMS | B | - | ACT | C | H07 | BEMS | INFUSION PUMP | INFUSION PUMP | BA | ICU | L01 | ISH/BE/01809 | 0 |  | 0 | HOSPITAL | 4730 | 0 | 0 | 0 | 0 | 0 | 0 | 0 | 0 | 0 | 0 | 2025-02-05 | 1900-01-01 | 1 | [8 empty] | ICU |  |  |  | 0 | 0 | [12 empty] | admin | 2024-12-12 14:25 |  | TERUMO | TE*LM730A03 | 2003010029 | INTENSIVE CARE UNIT SERVICES |  |  | 1 | B | 1 |  | SUMMIT COMPANY (MALAYSIA) SDN BHD | SUMMIT COMPANY (MALAYSIA) SDN BHD | STOR 211730 | JAPAN |  | SUMMIT COMPANY (MALAYSIA) SDN BHD |  |  | 0 | 0 | 0 | 0 |  |  |  |  | 2023-03-05 | KPJ Ipoh Specialist Hospital | 2 | [12 empty] | 2025-11-01 | 2026-05-01 | bar: MAY; NOV
133 | H07B100133 | 13215 | BEMS | B | - | ACT | C | H07 | BEMS | INFUSION PUMP | INFUSION PUMP | BA | ICU | L01 | ISH/BE/01822 | 0 |  | 0 | HOSPITAL | 4730 | 0 | 0 | 0 | 0 | 0 | 0 | 0 | 0 | 0 | 0 | 2025-02-05 | 1900-01-01 | 1 | [8 empty] | ICU |  |  |  | 0 | 0 | [12 empty] | admin | 2024-12-12 14:25 |  | TERUMO | TE*LM730A03 | 2008010066 | INTENSIVE CARE UNIT SERVICES |  |  | 1 | B | 1 |  | SUMMIT COMPANY (MALAYSIA) SDN BHD | SUMMIT COMPANY (MALAYSIA) SDN BHD | STOR 211730 | JAPAN |  | SUMMIT COMPANY (MALAYSIA) SDN BHD |  |  | 0 | 0 | 0 | 0 |  |  |  |  | 2023-03-05 | KPJ Ipoh Specialist Hospital | 2 | [12 empty] | 2025-11-01 | 2026-05-01 | bar: MAY; NOV
134 | H07B100134 | 13462 | BEMS | B | - | ACT | C | H07 | BEMS | SYRINGE PUMP | SYRINGE PUMP | BA | ICU | L01 | ISH/BE/01843 | 0 |  | 0 | HOSPITAL | 3680 | 0 | 0 | 0 | 0 | 0 | 0 | 0 | 0 | 0 | 0 | 2025-02-05 | 1900-01-01 | 1 | [8 empty] | ICU |  |  |  | 0 | 0 | [12 empty] | admin | 2024-12-12 14:25 |  | TERUMO | TE*SS730N02 | 2111012064 | INTENSIVE CARE UNIT SERVICES |  |  | 1 | B | 1 |  | SUMMIT COMPANY (MALAYSIA) SDN BHD | SUMMIT COMPANY (MALAYSIA) SDN BHD | STOR 211747 | JAPAN |  | SUMMIT COMPANY (MALAYSIA) SDN BHD |  |  | 0 | 0 | 0 | 0 |  |  |  |  | 2023-03-05 | KPJ Ipoh Specialist Hospital | 2 | [12 empty] | 2025-11-01 | 2026-05-01 | bar: MAY; NOV
135 | H07B100135 | 13461 | BEMS | B | - | ACT | C | H07 | BEMS | SYRINGE PUMP | SYRINGE PUMP | BA | ICU | L01 | ISH/BE/01844 | 0 |  | 0 | HOSPITAL | 3680 | 0 | 0 | 0 | 0 | 0 | 0 | 0 | 0 | 0 | 0 | 2025-02-05 | 1900-01-01 | 1 | [8 empty] | ICU |  |  |  | 0 | 0 | [12 empty] | admin | 2024-12-12 14:25 |  | TERUMO | TE*SS730N02 | 2111012065 | INTENSIVE CARE UNIT SERVICES |  |  | 1 | B | 1 |  | SUMMIT COMPANY (MALAYSIA) SDN BHD | SUMMIT COMPANY (MALAYSIA) SDN BHD | STOR 211747 | JAPAN |  | SUMMIT COMPANY (MALAYSIA) SDN BHD |  |  | 0 | 0 | 0 | 0 |  |  |  |  | 2023-03-05 | KPJ Ipoh Specialist Hospital | 2 | [12 empty] | 2025-11-01 | 2026-05-01 | bar: MAY; NOV
136 | H07B100136 | 13460 | BEMS | B | - | ACT | C | H07 | BEMS | SYRINGE PUMP | SYRINGE PUMP | BA | ICU | L01 | ISH/BE/01845 | 0 |  | 0 | HOSPITAL | 3680 | 0 | 0 | 0 | 0 | 0 | 0 | 0 | 0 | 0 | 0 | 2025-02-05 | 1900-01-01 | 1 | [8 empty] | ICU |  |  |  | 0 | 0 | [12 empty] | admin | 2024-12-12 14:25 |  | TERUMO | TE*SS730N02 | 2111012066 | INTENSIVE CARE UNIT SERVICES |  |  | 1 | B | 1 |  | SUMMIT COMPANY (MALAYSIA) SDN BHD | SUMMIT COMPANY (MALAYSIA) SDN BHD | STOR 211747 | JAPAN |  | SUMMIT COMPANY (MALAYSIA) SDN BHD |  |  | 0 | 0 | 0 | 0 |  |  |  |  | 2023-03-05 | KPJ Ipoh Specialist Hospital | 2 | [12 empty] | 2025-11-01 | 2026-05-01 | bar: MAY; NOV
137 | H07B100137 | 13461 | BEMS | B | - | ACT | C | H07 | BEMS | SYRINGE PUMP | SYRINGE PUMP | BA | ICU | L01 | ISH/BE/01852 | 0 |  | 0 | HOSPITAL | 3680 | 0 | 0 | 0 | 0 | 0 | 0 | 0 | 0 | 0 | 0 | 2025-02-05 | 1900-01-01 | 1 | [8 empty] | ICU |  |  |  | 0 | 0 | [12 empty] | admin | 2024-12-12 14:25 |  | TERUMO | TE*SS730N02 | 2111012073 | INTENSIVE CARE UNIT SERVICES |  |  | 1 | B | 1 |  | SUMMIT COMPANY (MALAYSIA) SDN BHD | SUMMIT COMPANY (MALAYSIA) SDN BHD | STOR 211747 | JAPAN |  | SUMMIT COMPANY (MALAYSIA) SDN BHD |  |  | 0 | 0 | 0 | 0 |  |  |  |  | 2023-03-05 | KPJ Ipoh Specialist Hospital | 2 | [12 empty] | 2025-11-01 | 2026-05-01 | bar: MAY; NOV
138 | H07B100138 | 13461 | BEMS | B | - | ACT | C | H07 | BEMS | SYRINGE PUMP | SYRINGE PUMP | BA | ICU | L01 | ISH/BE/01854 | 0 |  | 0 | HOSPITAL | 3680 | 0 | 0 | 0 | 0 | 0 | 0 | 0 | 0 | 0 | 0 | 2025-02-05 | 1900-01-01 | 1 | [8 empty] | ICU |  |  |  | 0 | 0 | [12 empty] | admin | 2024-12-12 14:25 |  | TERUMO | TE*SS730N02 | 2111012075 | INTENSIVE CARE UNIT SERVICES |  |  | 1 | B | 1 |  | SUMMIT COMPANY (MALAYSIA) SDN BHD | SUMMIT COMPANY (MALAYSIA) SDN BHD | STOR 211747 | JAPAN |  | SUMMIT COMPANY (MALAYSIA) SDN BHD |  |  | 0 | 0 | 0 | 0 |  |  |  |  | 2023-03-05 | KPJ Ipoh Specialist Hospital | 2 | [12 empty] | 2025-11-01 | 2026-05-01 | bar: MAY; NOV
139 | H07B100139 | 13460 | BEMS | B | - | ACT | C | H07 | BEMS | SYRINGE PUMP | SYRINGE PUMP | BA | ICU | L01 | ISH/BE/01856 | 0 |  | 0 | HOSPITAL | 3680 | 0 | 0 | 0 | 0 | 0 | 0 | 0 | 0 | 0 | 0 | 2025-02-05 | 1900-01-01 | 1 | [8 empty] | ICU |  |  |  | 0 | 0 | [12 empty] | admin | 2024-12-12 14:25 |  | TERUMO | TE*SS730N02 | 2111012077 | INTENSIVE CARE UNIT SERVICES |  |  | 1 | B | 1 |  | SUMMIT COMPANY (MALAYSIA) SDN BHD | SUMMIT COMPANY (MALAYSIA) SDN BHD | STOR 211747 | JAPAN |  | SUMMIT COMPANY (MALAYSIA) SDN BHD |  |  | 0 | 0 | 0 | 0 |  |  |  |  | 2023-03-05 | KPJ Ipoh Specialist Hospital | 2 | [12 empty] | 2025-11-01 | 2026-05-01 | bar: MAY; NOV
180 | H07B100180 | 17116 | BEMS | B | - | ACT | C | H07 | BEMS | DEFIBRILLATORS | DEFIBRILLATORS | BA | HDU | L02 | ISH/BE/02016 | 0 |  | 0 | HOSPITAL | 24400 | 0 | 0 | 0 | 0 | 0 | 0 | 0 | 0 | 0 | 0 | 2025-05-19 | 1900-01-01 | 0 | [8 empty] | HDU |  |  |  | 0 | 0 | [12 empty] | admin | 2024-12-12 14:25 |  | NIHON KOHDEN | TEC-5631 | 23771 | HIGH DEPENDENCY UNIT |  |  | 1 | B | 1 |  | STAR MEDICAL SYSTEM (M) SDN BHD | STAR MEDICAL SYSTEM (M) SDN BHD | STOR 224602 | JAPAN |  | STAR MEDICAL SYSTEM (M) SDN BHD |  |  | 0 | 0 | 0 | 0 |  |  |  |  | 2024-05-20 | KPJ Ipoh Specialist Hospital | 2 | [12 empty] | 2025-11-01 | 2026-05-01 | bar: MAY; NOV
203 | H07B100203 | 16539 | BEMS | B | - | ACT | C | H07 | BEMS | TEMPERATURE MANAGEMENT SYSTEM | TEMPERATURE MANAGEMENT SYSTEM | BA | NICU | L01 | ISH/BE/01421 | 0 |  | 0 | HOSPITAL | 140000 | 0 | 0 | 0 | 0 | 0 | 0 | 0 | 0 | 0 | 0 | 2018-06-01 | 1900-01-01 | 8 | [8 empty] | NICU |  |  |  | 0 | 0 | [12 empty] | admin | 2024-12-12 14:25 |  | MEDIVANCE | 5000 | DYAQY043 | NICU |  |  | 1 | B | 1 |  | UNITED ITALIAN TRADING (M) SDN BHD | UNITED ITALIAN TRADING (M) SDN BHD | STOR 131088 (FA) | USA |  | DAN MEDIK SDN BHD |  |  | 0 | 0 | 0 | 0 |  |  |  |  | 2016-06-23 | KPJ Ipoh Specialist Hospital | 2 | [12 empty] | 2025-11-01 | 2026-05-01 | bar: MAY; NOV
206 | H07B100206 | 12113 | BEMS | B | - | ACT | C | H07 | BEMS | OMNIBED | OMNIBED | BA | NICU | L01 | ISH/BE/01425 | 0 |  | 0 | HOSPITAL | 109500 | 0 | 0 | 0 | 0 | 0 | 0 | 0 | 0 | 0 | 0 | 2018-07-01 | 1900-01-01 | 8 | [8 empty] | NICU |  |  |  | 0 | 0 | [12 empty] | admin | 2024-12-12 14:25 |  | GE | GIRAFFE | HDGU67374 | NICU |  |  | 1 | B | 1 |  | GETZ HEALTHCARE (M) SDN BHD | GETZ HEALTHCARE (M) SDN BHD | STOR 130964(FA) | GERMANY |  | EXPERT HEALTHCARE SDN BHD |  |  | 0 | 0 | 0 | 0 |  |  |  |  | 2016-07-12 | KPJ Ipoh Specialist Hospital | 2 | [12 empty] | 2025-11-01 | 2026-05-01 | bar: MAY; NOV
225 | H07B100225 | 15613 | BEMS | B | - | ACT | C | H07 | BEMS | VENTILATORS | VENTILATORS | BA | CICU | L01 | ISH/BE/00233 | 0 |  | 0 | HOSPITAL | 120000 | 0 | 0 | 0 | 0 | 0 | 0 | 0 | 0 | 0 | 0 |  | 1900-01-01 | 18 | [8 empty] | CICU |  |  |  | 0 | 0 | [12 empty] | admin | 2024-12-12 14:25 |  | MAQUET | SERVO I | 20511 | CARDIAC INTESIVE CARE UNIT |  |  | 1 | B | 1 |  | SCHMIST SCIENTIFIC SDN BHD | SCHMIST SCIENTIFIC SDN BHD |  | GERMANY |  | IDS MEDICAL SYSTEM (M) SDN BHD |  |  | 0 | 0 | 0 | 0 |  |  |  |  | 2006-02-14 | KPJ Ipoh Specialist Hospital | 2 | [12 empty] | 2025-11-01 | 2026-05-01 | bar: MAY; NOV
306 | H07B100306 | 11490 | BEMS | B | - | ACT | C | H07 | BEMS | ELECTROSURGICAL UNITS | ELECTROSURGICAL UNITS | BA | OT | L01 | ISH/BE/00488 | 0 |  | 0 | HOSPITAL | 45000 | 0 | 0 | 0 | 0 | 0 | 0 | 0 | 0 | 0 | 0 |  | 1900-01-01 | 17 | [8 empty] | OT |  |  |  | 0 | 0 | [12 empty] | admin | 2024-12-12 14:25 |  | CONMED | SYSTEM 5000 | 07GGPO59 | OPERATION THEATRE |  |  | 1 | B | 1 |  | SUP100018 | IDS MEDICAL SYSTEM (M) SDN BHD |  | GERMANY |  | AUTOMEDIC TRADING |  |  | 0 | 0 | 0 | 0 |  |  |  |  | 2007-12-14 | KPJ Ipoh Specialist Hospital | 2 | [12 empty] | 2025-11-01 | 2026-05-01 | bar: MAY; NOV
444 | H07B100444 | 13217 | BEMS | B | - | ACT | C | H07 | BEMS | SYRINGE PUMP | SYRINGE PUMP | BA | OT | L01 | ISH/BE/01832 | 0 |  | 0 | HOSPITAL | 3680 | 0 | 0 | 0 | 0 | 0 | 0 | 0 | 0 | 0 | 0 | 2025-02-05 | 1900-01-01 | 1 | [8 empty] | OT |  |  |  | 0 | 0 | [12 empty] | admin | 2024-12-12 14:25 |  | TERUMO | TE*SS730N02 | 2111012053 | OPERATION THEATRE |  |  | 1 | B | 1 |  | SUMMIT COMPANY (MALAYSIA) SDN BHD | SUMMIT COMPANY (MALAYSIA) SDN BHD | STOR 211747 | JAPAN |  | SUMMIT COMPANY (MALAYSIA) SDN BHD |  |  | 0 | 0 | 0 | 0 |  |  |  |  | 2023-03-05 | KPJ Ipoh Specialist Hospital | 2 | [12 empty] | 2025-11-01 | 2026-05-01 | bar: MAY; NOV
445 | H07B100445 | 16944 | BEMS | B | - | ACT | C | H07 | BEMS | PHACO MACHINE | PHACO MACHINE | BA | OT | L01 | ISH/BE/01865 | 0 |  | 0 | HOSPITAL | 481500 | 0 | 0 | 0 | 0 | 0 | 0 | 0 | 0 | 0 | 0 |  | 1900-01-01 | 1 | [8 empty] | OT |  |  |  | 0 | 0 | [12 empty] | admin | 2024-12-12 14:25 |  | ALCON | CONSTELLATION VISION SYSTEM | 2301313001X | OPERATION THEATRE |  |  | 1 | B | 1 |  | ALCON LABORATORY (M) SDN BHD | ALCON LABORATORY (M) SDN BHD | STOR 213242 | USA |  | ALCON LABORATORY SDN BHD |  |  | 0 | 0 | 0 | 0 |  |  |  |  | 2023-05-30 | KPJ Ipoh Specialist Hospital | 2 | [12 empty] | 2025-11-01 | 2026-05-01 | bar: MAY; NOV
493 | H07B100493 | 12636 | BEMS | B | - | ACT | C | H07 | BEMS | VITAL SIGN MONITOR | VITAL SIGN MONITOR | BA | OT | L01 | ISH/BE/02005 | 0 |  | 0 | HOSPITAL | 6800 | 0 | 0 | 0 | 0 | 0 | 0 | 0 | 0 | 0 | 0 | 2026-05-13 | 1900-01-01 | 0 | [8 empty] | OT |  |  |  | 0 | 0 | [12 empty] | admin | 2024-12-12 14:25 |  | NIHON KOHDEN | SVM-7260 | 01678 | OPERATION THEATRE |  |  | 1 | B | 1 |  | STAR MEDICAL SYSTEMS (M) SDN BHD | STAR MEDICAL SYSTEMS (M) SDN BHD | STOR 224323 | JAPAN |  | STAR MEDICAL SYSTEM (M) SDN BHD |  |  | 0 | 0 | 0 | 0 |  |  |  |  | 2024-07-05 | KPJ Ipoh Specialist Hospital | 2 | [12 empty] | 2025-11-01 | 2026-05-01 | bar: MAY; NOV
504 | H07B100504 | - | BEMS | B | - | ACT | C | H07 | BEMS | WASHER DISINFECTOR (SEMI AUTOMATED) | WASHER DISINFECTOR (SEMI AUTOMATED) | BA | OT | L01 | ISH/BE/02089 | 0 |  | 0 | HOSPITAL | 26750 | 0 | 0 | 0 | 0 | 0 | 0 | 0 | 0 | 0 | 0 | 2025-11-07 | 1900-01-01 | 0 | [8 empty] | OT |  |  |  | 0 | 0 | [12 empty] | admin | 2024-12-12 14:25 |  | TRISTEL SOLUTIONS LIMITED | STELLA SYSTEM B | 2022220 | OPERATION THEATRE |  |  | 1 | B | 1 |  | TRISTEL MALAYSIA SDN BHD | TRISTEL MALAYSIA SDN BHD | DIRECT PAYMENT | UK |  | TRISTEL MALAYSIA SDN BHD |  |  | 0 | 0 | 0 | 0 |  |  |  |  | 2024-11-08 | KPJ Ipoh Specialist Hospital | 2 | [12 empty] | 2025-11-01 | 2026-05-01 | bar: MAY; NOV
522 | H07B100522 | 16228 | BEMS | B | - | ACT | C | H07 | BEMS | LITHOTRIPTER | LITHOTRIPTER | BA | A&E | GF | ISH/BE/01059 | 0 |  | 0 | HOSPITAL | 1400000 | 0 | 0 | 0 | 0 | 0 | 0 | 0 | 0 | 0 | 0 | 2014-08-14 | 1900-01-01 | 12 | [8 empty] | A&E |  |  |  | 0 | 0 | [12 empty] | admin | 2024-12-12 14:25 |  | DORNIER/GERMANY | COMPACT DELTA II | 1475 | ACCIDENT & EMERGENCY SERVICES |  |  | 1 | B | 1 |  | AVANTGARDE HEALTHCARE SDN. BHD. | AVANTGARDE HEALTHCARE SDN. BHD. | STOR 96941 (FA) | GERMANY |  | AVANTGARDE HEALTHCARE SDN BHD |  |  | 0 | 0 | 0 | 0 |  |  |  |  | 2012-08-15 | KPJ Ipoh Specialist Hospital | 2 | [12 empty] | 2025-11-01 | 2026-05-01 | bar: MAY; NOV
527 | H07B100527 | 12647 | BEMS | B | - | ACT | C | H07 | BEMS | PATIENT MONITORING SYSTEM | PATIENT MONITORING SYSTEM | BA | A&E | GF | ISH/BE/01490 | 0 |  | 0 | HOSPITAL | 10000 | 0 | 0 | 0 | 0 | 0 | 0 | 0 | 0 | 0 | 0 | 2018-09-01 | 1900-01-01 | 8 | [8 empty] | A&E |  |  |  | 0 | 0 | [12 empty] | admin | 2024-12-12 14:25 |  | NIHON KOHDEN | SVM-7601 | 0000044 | ACCIDENT & EMERGENCY SERVICES |  |  | 1 | B | 1 |  | STAR MEDICAL SYSTEM (M) SDN BHD | STAR MEDICAL SYSTEM (M) SDN BHD | STOR 135573 (FA) | JAPAN |  | STAR MEDICAL SYSTEM SDN BHD |  |  | 0 | 0 | 0 | 0 |  |  |  |  | 2016-09-29 | KPJ Ipoh Specialist Hospital | 2 | [12 empty] | 2025-11-01 | 2026-05-01 | bar: MAY; NOV
529 | H07B100529 | 12647 | BEMS | B | - | ACT | C | H07 | BEMS | PATIENT MONITORING SYSTEM | PATIENT MONITORING SYSTEM | BA | A&E | GF | ISH/BE/01591 | 0 |  | 0 | HOSPITAL | 10000 | 0 | 0 | 0 | 0 | 0 | 0 | 0 | 0 | 0 | 0 | 2021-04-01 | 1900-01-01 | 5 | [8 empty] | A&E |  |  |  | 0 | 0 | [12 empty] | admin | 2024-12-12 14:25 |  | NIHON KOHDEN | SVM 7621 | 0000140 | ACCIDENT & EMERGENCY SERVICES |  |  | 1 | B | 1 |  | STAR MEDICAL SYSTEM (M) SDN BHD | STAR MEDICAL SYSTEM (M) SDN BHD |  | JAPAN |  | STAR MEDICAL SYSTEM SDN BHD |  |  | 0 | 0 | 0 | 0 |  |  |  |  | 2019-04-04 | KPJ Ipoh Specialist Hospital | 2 | [12 empty] | 2025-11-01 | 2026-05-01 | bar: MAY; NOV
530 | H07B100530 | 12647 | BEMS | B | - | ACT | C | H07 | BEMS | PATIENT MONITORING SYSTEM | PATIENT MONITORING SYSTEM | BA | A&E | GF | ISH/BE/01593 | 0 |  | 0 | HOSPITAL | 10000 | 0 | 0 | 0 | 0 | 0 | 0 | 0 | 0 | 0 | 0 | 2021-06-01 | 1900-01-01 | 5 | [8 empty] | A&E |  |  |  | 0 | 0 | [12 empty] | admin | 2024-12-12 14:25 |  | NIHON KOHDEN | SVM 7622 | 0000148 | ACCIDENT & EMERGENCY SERVICES |  |  | 1 | B | 1 |  | STAR MEDICAL SYSTEM (M) SDN BHD | STAR MEDICAL SYSTEM (M) SDN BHD | STOR 171671 | JAPAN |  | STAR MEDICAL SYSTEM SDN BHD |  |  | 0 | 0 | 0 | 0 |  |  |  |  | 2019-06-21 | KPJ Ipoh Specialist Hospital | 2 | [12 empty] | 2025-11-01 | 2026-05-01 | bar: MAY; NOV
539 | H07B100539 | 13215 | BEMS | B | - | ACT | C | H07 | BEMS | INFUSION PUMP | INFUSION PUMP | BA | A&E | GF | ISH/BE/01805 | 0 |  | 0 | HOSPITAL | 4730 | 0 | 0 | 0 | 0 | 0 | 0 | 0 | 0 | 0 | 0 | 2025-02-05 | 1900-01-01 | 1 | [8 empty] | A&E |  |  |  | 0 | 0 | [12 empty] | admin | 2024-12-12 14:25 |  | TERUMO | TE*LM730A03 | 2003010024 | ACCIDENT & EMERGENCY SERVICES |  |  | 1 | B | 1 |  | SUMMIT COMPANY (MALAYSIA) SDN BHD | SUMMIT COMPANY (MALAYSIA) SDN BHD | STOR 211730 | JAPAN |  | SUMMIT COMPANY (MALAYSIA) SDN BHD |  |  | 0 | 0 | 0 | 0 |  |  |  |  | 2023-03-05 | KPJ Ipoh Specialist Hospital | 2 | [12 empty] | 2025-11-01 | 2026-05-01 | bar: MAY; NOV
540 | H07B100540 | 13215 | BEMS | B | - | ACT | C | H07 | BEMS | INFUSION PUMP | INFUSION PUMP | BA | A&E | GF | ISH/BE/01819 | 0 |  | 0 | HOSPITAL | 4730 | 0 | 0 | 0 | 0 | 0 | 0 | 0 | 0 | 0 | 0 | 2025-02-05 | 1900-01-01 | 1 | [8 empty] | A&E |  |  |  | 0 | 0 | [12 empty] | admin | 2024-12-12 14:25 |  | TERUMO | TE*LM730A03 | 2008010063 | ACCIDENT & EMERGENCY SERVICES |  |  | 1 | B | 1 |  | SUMMIT COMPANY (MALAYSIA) SDN BHD | SUMMIT COMPANY (MALAYSIA) SDN BHD | STOR 211730 | JAPAN |  | SUMMIT COMPANY (MALAYSIA) SDN BHD |  |  | 0 | 0 | 0 | 0 |  |  |  |  | 2023-03-05 | KPJ Ipoh Specialist Hospital | 2 | [12 empty] | 2025-11-01 | 2026-05-01 | bar: MAY; NOV
541 | H07B100541 | 13217 | BEMS | B | - | ACT | C | H07 | BEMS | SYRINGE PUMP | SYRINGE PUMP | BA | A&E | GF | ISH/BE/01828 | 0 |  | 0 | HOSPITAL | 3680 | 0 | 0 | 0 | 0 | 0 | 0 | 0 | 0 | 0 | 0 | 2025-02-05 | 1900-01-01 | 1 | [8 empty] | A&E |  |  |  | 0 | 0 | [12 empty] | admin | 2024-12-12 14:25 |  | TERUMO | TE*SS730N02 | 2111012049 | ACCIDENT & EMERGENCY SERVICES |  |  | 1 | B | 1 |  | SUMMIT COMPANY (MALAYSIA) SDN BHD | SUMMIT COMPANY (MALAYSIA) SDN BHD | STOR 211747 | JAPAN |  | SUMMIT COMPANY (MALAYSIA) SDN BHD |  |  | 0 | 0 | 0 | 0 |  |  |  |  | 2023-03-05 | KPJ Ipoh Specialist Hospital | 2 | [12 empty] | 2025-11-01 | 2026-05-01 | bar: MAY; NOV
553 | H07B100553 | 17116 | BEMS | B | - | ACT | C | H07 | BEMS | DEFIBRILLATOR | DEFIBRILLATOR | BA | A&E | GF | ISH/BE/02009 | 0 |  | 0 | HOSPITAL | 24400 | 0 | 0 | 0 | 0 | 0 | 0 | 0 | 0 | 0 | 0 | 2026-05-17 | 1900-01-01 | 0 | [8 empty] | A&E |  |  |  | 0 | 0 | [12 empty] | admin | 2024-12-12 14:25 |  | NIHON KOHDEN | TEC-5631 | 20113 | ACCIDENT & EMERGENCY SERVICES |  |  | 1 | B | 1 |  | STAR MEDICAL SYSTEMS (M) SDN BHD | STAR MEDICAL SYSTEMS (M) SDN BHD | STOR 224600 | JAPAN |  | STAR MEDICAL SYSTEM (M) SDN BHD |  |  | 0 | 0 | 0 | 0 |  |  |  |  | 2024-07-05 | KPJ Ipoh Specialist Hospital | 2 | [12 empty] | 2025-11-01 | 2026-05-01 | bar: MAY; NOV
583 | H07B100583 | 13961 | BEMS | B | - | ACT | C | H07 | BEMS | OPERATING TABLE | OPERATING TABLE | BA | CAOT | L01 | ISH/BE/01255 | 0 |  | 0 | HOSPITAL | 249000 | 0 | 0 | 0 | 0 | 0 | 0 | 0 | 0 | 0 | 0 | 2017-04-01 | 1900-01-01 | 9 | [8 empty] | CAOT |  |  |  | 0 | 0 | [12 empty] | admin | 2024-12-12 14:25 |  | MAQUET | MMQ1132.21B0 | 801 |  |  |  | 1 | B | 1 |  | SUP100018 | IDS MEDICAL SYSTEM (M) SDN BHD | STOR 120878 (FA) | GERMANY |  | IDS MEDICAL SYSTEM (M) SDN BHD |  |  | 0 | 0 | 0 | 0 |  |  |  |  | 2015-04-20 | KPJ Ipoh Specialist Hospital | 2 | [12 empty] | 2025-11-01 | 2026-05-01 | bar: MAY; NOV
608 | H07B100608 | 17116 | BEMS | B | - | ACT | C | H07 | BEMS | DEFIBRILLATORS | DEFIBRILLATORS | BB | CAOT | L01 | ISH/BE/00615 | 0 |  | 0 | HOSPITAL | 36570 | 0 | 0 | 0 | 0 | 0 | 0 | 0 | 0 | 0 | 0 |  | 1900-01-01 | 22 | [8 empty] | CAOT |  |  |  | 0 | 0 | [12 empty] | admin | 2024-12-12 14:25 |  | HEWLETT PACKARD | M1723B | US00106269 |  |  |  | 1 | B | 1 |  | JDH LOGIC MED | JDH LOGIC MED |  | GERMANY |  | PRIDE OUTLET SDN BHD |  |  | 0 | 0 | 0 | 0 |  |  |  |  | 2000-06-29 | KPJ Ipoh Specialist Hospital | 2 | [12 empty] | 2025-11-01 | 2026-05-01 | bar: MAY; NOV
630 | H07B100630 | 12636 | BEMS | B | - | ACT | C | H07 | BEMS | VITAL SIGN MONITOR | VITAL SIGN MONITOR | BB | DAY CARE | GF | ISH/BE/02006 | 0 |  | 0 | HOSPITAL | 6800 | 0 | 0 | 0 | 0 | 0 | 0 | 0 | 0 | 0 | 0 | 2026-05-14 | 1900-01-01 | 0 | [8 empty] | DAY CARE |  |  |  | 0 | 0 | [12 empty] | admin | 2024-12-12 14:25 |  | NIHON KOHDEN | SVM-7260 | 01598 |  |  |  | 1 | B | 1 |  | STAR MEDICAL SYSTEMS (M) SDN BHD | STAR MEDICAL SYSTEMS (M) SDN BHD | STOR 224323 | JAPAN |  | STAR MEDICAL SYSTEM (M) SDN BHD |  |  | 0 | 0 | 0 | 0 |  |  |  |  | 2024-07-05 | KPJ Ipoh Specialist Hospital | 2 | [12 empty] | 2025-11-01 | 2026-05-01 | bar: MAY; NOV
683 | H07B100683 | 12636 | BEMS | B | - | ACT | C | H07 | BEMS | PATIENT MONITORING SYSTEM | PATIENT MONITORING SYSTEM | BB | DIAGNOSTIC CENTRE | L01 | ISH/BE/01488 | 0 |  | 0 | HOSPITAL | 10000 | 0 | 0 | 0 | 0 | 0 | 0 | 0 | 0 | 0 | 0 | 2018-09-01 | 1900-01-01 | 8 | [8 empty] | DIAGNOSTIC CENTRE |  |  |  | 0 | 0 | [12 empty] | admin | 2024-12-12 14:25 |  | NIHON KOHDEN | SVM 7601 | 0000033 |  |  |  | 1 | B | 1 |  | STAR MEDICAL SYSTEM (M) SDN BHD | STAR MEDICAL SYSTEM (M) SDN BHD | STOR 135593 (FA) | JAPAN |  | STAR MEDICAL SYSTEM SDN BHD |  |  | 0 | 0 | 0 | 0 |  |  |  |  | 2016-09-29 | KPJ Ipoh Specialist Hospital | 2 | [12 empty] | 2025-11-01 | 2026-05-01 | bar: MAY; NOV
684 | H07B100684 | 12636 | BEMS | B | - | ACT | C | H07 | BEMS | PATIENT MONITORING SYSTEM | PATIENT MONITORING SYSTEM | BB | DIAGNOSTIC CENTRE | L01 | ISH/BE/01489 | 0 |  | 0 | HOSPITAL | 10000 | 0 | 0 | 0 | 0 | 0 | 0 | 0 | 0 | 0 | 0 | 2018-09-01 | 1900-01-01 | 8 | [8 empty] | DIAGNOSTIC CENTRE |  |  |  | 0 | 0 | [12 empty] | admin | 2024-12-12 14:25 |  | NIHON KOHDEN | SVM 7601 | 0000031 |  |  |  | 1 | B | 1 |  | STAR MEDICAL SYSTEM (M) SDN BHD | STAR MEDICAL SYSTEM (M) SDN BHD | STOR 135593 (FA) | JAPAN |  | STAR MEDICAL SYSTEM SDN BHD |  |  | 0 | 0 | 0 | 0 |  |  |  |  | 2016-09-29 | KPJ Ipoh Specialist Hospital | 2 | [12 empty] | 2025-11-01 | 2026-05-01 | bar: MAY; NOV
709 | H07B100709 | - | BEMS | B | - | ACT | C | H07 | BEMS | REPORTING SYSTEM | REPORTING SYSTEM | BB | DIAGNOSTIC CENTRE | L01 | ISH/BE/01953 | 0 |  | 0 | HOSPITAL | 217000 | 0 | 0 | 0 | 0 | 0 | 0 | 0 | 0 | 0 | 0 | 2025-05-11 | 1900-01-01 | 1 | [8 empty] | DIAGNOSTIC CENTRE |  |  |  | 0 | 0 | [12 empty] | admin | 2024-12-12 14:25 |  | WELLMEDIC MIDS | MIDS | H-4CE233CW9C-M.CS |  |  |  | 1 | B | 1 |  | WELLMEDIC HEALTHCARE SDN BHD | WELLMEDIC HEALTHCARE SDN BHD | STOR 218514 |  |  | WELLMEDIC HEALTHCARE SDN BHD |  |  | 0 | 0 | 0 | 0 |  |  |  |  | 2023-06-11 | KPJ Ipoh Specialist Hospital | 2 | [12 empty] | 2025-11-01 | 2026-05-01 | bar: MAY; NOV
710 | H07B100710 | - | BEMS | B | - | ACT | C | H07 | BEMS | REPORTING SYSTEM | REPORTING SYSTEM | BB | DIAGNOSTIC CENTRE | L01 | ISH/BE/01954 | 0 |  | 0 | HOSPITAL | 0 | 0 | 0 | 0 | 0 | 0 | 0 | 0 | 0 | 0 | 0 | 2025-05-11 | 1900-01-01 | 1 | [8 empty] | DIAGNOSTIC CENTRE |  |  |  | 0 | 0 | [12 empty] | admin | 2024-12-12 14:25 |  | WELLMEDIC MIDS | MIDS | H-4CE233CWRN-M |  |  |  | 1 | B | 1 |  | WELLMEDIC HEALTHCARE SDN BHD | WELLMEDIC HEALTHCARE SDN BHD | STOR 218514 |  |  | WELLMEDIC HEALTHCARE SDN BHD |  |  | 0 | 0 | 0 | 0 |  |  |  |  | 2023-06-11 | KPJ Ipoh Specialist Hospital | 2 | [12 empty] | 2025-11-01 | 2026-05-01 | bar: MAY; NOV
744 | H07B100744 | - | BEMS | B | - | ACT | C | H07 | BEMS | PORTABLE X-RAY UNIT | PORTABLE X-RAY UNIT | BA | DIAGNOSTIC IMAGING | L01 | ISH/BE/00590 | 0 |  | 0 | HOSPITAL | 200000 | 0 | 0 | 0 | 0 | 0 | 0 | 0 | 0 | 0 | 0 |  | 1900-01-01 | 16 | [8 empty] | DIAGNOSTIC IMAGING |  |  |  | 0 | 0 | [12 empty] | admin | 2024-12-12 14:25 |  | SIEMENS | XP HYBRID | 2238 |  |  |  | 1 | B | 1 |  | SIEMENS (M) SDN BHD | SIEMENS (M) SDN BHD |  | GERMANY |  | SIEMENS HEALTHCARE SDN BHD |  |  | 0 | 0 | 0 | 0 |  |  |  |  | 2008-02-21 | KPJ Ipoh Specialist Hospital | 2 | [12 empty] | 2025-11-01 | 2026-05-01 | bar: MAY; NOV
756 | H07B100756 | 12636 | BEMS | B | - | ACT | C | H07 | BEMS | VITAL SIGN MONITOR | VITAL SIGN MONITOR | BA | DIAGNOSTIC IMAGING | L01 | ISH/BE/01254 | 0 |  | 0 | HOSPITAL | 50000 | 0 | 0 | 0 | 0 | 0 | 0 | 0 | 0 | 0 | 0 | 2015-04-01 | 1900-01-01 | 9 | [8 empty] | DIAGNOSTIC IMAGING |  |  |  | 0 | 0 | [12 empty] | admin | 2024-12-12 14:25 |  | MIPM | TESLA DUO | TDUO 0101 |  |  |  | 1 | B | 1 |  | SUP100030 | AVANT-MED SDN BHD | STOR 121212(FA) | USA |  | PRINCIP ENGINEERING |  |  | 0 | 0 | 0 | 0 |  |  |  |  | 2015-04-03 | KPJ Ipoh Specialist Hospital | 2 | [12 empty] | 2025-11-01 | 2026-05-01 | bar: MAY; NOV
760 | H07B100760 | 17969 | BEMS | B | - | ACT | C | H07 | BEMS | INJECTORS | INJECTORS | BA | DIAGNOSTIC IMAGING | L01 | ISH/BE/01595 | 0 |  | 0 | HOSPITAL | 120000 | 0 | 0 | 0 | 0 | 0 | 0 | 0 | 0 | 0 | 0 | 2022-07-01 | 1900-01-01 | 5 | [8 empty] | DIAGNOSTIC IMAGING |  |  |  | 0 | 0 | [12 empty] | admin | 2024-12-12 14:25 |  | MEDTRON | ACCURON CT-D INJECTOR | 860019010 |  |  |  | 1 | B | 1 |  | SUP100006 | SIEMENS HEALTHCARE SDN BHD |  | GERMANY |  | AVANT-MED SDN BHD |  |  | 0 | 0 | 0 | 0 |  |  |  |  | 2019-06-26 | KPJ Ipoh Specialist Hospital | 2 | [12 empty] | 2025-11-01 | 2026-05-01 | bar: MAY; NOV
761 | H07B100761 | 12636 | BEMS | B | - | ACT | C | H07 | BEMS | PATIENT MONITOR | PATIENT MONITOR | BA | DIAGNOSTIC IMAGING | L01 | ISH/BE/01596 | 0 |  | 0 | HOSPITAL | 12000 | 0 | 0 | 0 | 0 | 0 | 0 | 0 | 0 | 0 | 0 |  | 1900-01-01 | 5 | [8 empty] | DIAGNOSTIC IMAGING |  |  |  | 0 | 0 | [12 empty] | admin | 2024-12-12 14:25 |  | NIHON KOHDEN | SVM 7623 | 0001837 |  |  |  | 1 | B | 1 |  | SUP100006 | SIEMENS HEALTHCARE SDN BHD |  | JAPAN |  | STAR MEDICAL SYSTEM SDN BHD |  |  | 0 | 0 | 0 | 0 |  |  |  |  | 2019-06-26 | KPJ Ipoh Specialist Hospital | 2 | [12 empty] | 2025-11-01 | 2026-05-01 | bar: MAY; NOV
764 | H07B100764 | - | BEMS | B | - | ACT | N | H07 | BEMS | MRI METAL SCREENER | MRI METAL SCREENER | BA | DIAGNOSTIC IMAGING | L01 | ISH/BE/01618 | 0 |  | 0 | HOSPITAL | 0 | 0 | 0 | 0 | 0 | 0 | 0 | 0 | 0 | 0 | 0 | 2022-10-01 | 1900-01-01 | 4 | [8 empty] | DIAGNOSTIC IMAGING |  |  |  | 0 | 0 | [12 empty] | admin | 2024-12-12 14:25 |  | METRASENSE | FERROGUARD SCREENER | SCFG-04-0488 |  |  |  | 1 | B | 1 |  | SUP100030 | AVANT-MED SDN BHD |  | GERMANY |  | AVANT-MED SDN BHD |  |  | 0 | 0 | 0 | 0 |  |  |  |  | 2020-10-20 | KPJ Ipoh Specialist Hospital | 2 | [12 empty] | 2025-11-01 | 2026-05-01 | bar: MAY; NOV
768 | H07B100768 | 17968 | BEMS | B | - | ACT | C | H07 | BEMS | INJECTORS | INJECTORS | BA | DIAGNOSTIC IMAGING | L01 | ISH/BE/01858 | 0 |  | 0 | HOSPITAL | 105000 | 0 | 0 | 0 | 0 | 0 | 0 | 0 | 0 | 0 | 0 | 2025-05-09 | 1900-01-01 | 1 | [8 empty] | DIAGNOSTIC IMAGING |  |  |  | 0 | 0 | [12 empty] | admin | 2024-12-12 14:25 |  | MEDTRON | ACCUTRON MR INJECTOR | 880023078 |  |  |  | 1 | B | 1 |  | SUP100030 | AVANT-MED SDN BHD | STOR 208179 | GERMANY |  | AVANT-MED SDN BHD |  |  | 0 | 0 | 0 | 0 |  |  |  |  | 2023-10-05 | KPJ Ipoh Specialist Hospital | 2 | [12 empty] | 2025-11-01 | 2026-05-01 | bar: MAY; NOV
788 | H07B100788 | 17116 | BEMS | B | - | ACT | C | H07 | BEMS | DEFIBRILLATORS | DEFIBRILLATORS | BA | DIALYSIS CENTRE | GF | ISH/BE/02017 | 0 |  | 0 | HOSPITAL | 24400 | 0 | 0 | 0 | 0 | 0 | 0 | 0 | 0 | 0 | 0 | 2025-05-19 | 1900-01-01 | 0 | [8 empty] | DIALYSIS CENTRE |  |  |  | 0 | 0 | [12 empty] | admin | 2024-12-12 14:25 |  | NIHON KOHDEN | TEC-5631 | 23773 |  |  |  | 1 | B | 1 |  | STAR MEDICAL SYSTEM (M) SDN BHD | STAR MEDICAL SYSTEM (M) SDN BHD | STOR 224599 | JAPAN |  | STAR MEDICAL SYSTEM (M) SDN BHD |  |  | 0 | 0 | 0 | 0 |  |  |  |  | 2024-05-20 | KPJ Ipoh Specialist Hospital | 2 | [12 empty] | 2025-11-01 | 2026-05-01 | bar: MAY; NOV
876 | H07B100876 | - | BEMS | B | - | ACT | C | H07 | BEMS | NEGATIVE PRESSURE ISOLATOR | NEGATIVE PRESSURE ISOLATOR | BA | PHARMACY | GF | ISH/BE/00604 | 0 |  | 0 | HOSPITAL | 250000 | 0 | 0 | 0 | 0 | 0 | 0 | 0 | 0 | 0 | 0 |  | 1900-01-01 | 22 | [8 empty] | PHARMACY |  |  |  | 0 | 0 | [12 empty] | admin | 2024-12-12 14:25 |  | ENVAIR | CDC 'D' 2GD | WO 5423 |  |  |  | 1 | B | 1 |  | NEXTECH SDN.BHD | NEXTECH SDN.BHD |  | USA |  | VOV SDN BHD |  |  | 0 | 0 | 0 | 0 |  |  |  |  | 2002-12-04 | KPJ Ipoh Specialist Hospital | 2 | [12 empty] | 2025-11-01 | 2026-05-01 | bar: MAY; NOV
953 | H07B100953 | 12636 | BEMS | B | - | ACT | C | H07 | BEMS | VITAL SIGN MONITOR | VITAL SIGN MONITOR | BB | PREMIER WARD | L05 | ISH/BE/02001 | 0 |  | 0 | HOSPITAL | 6800 | 0 | 0 | 0 | 0 | 0 | 0 | 0 | 0 | 0 | 0 | 2026-05-09 | 1900-01-01 | 0 | [8 empty] | PREMIER WARD |  |  |  | 0 | 0 | [12 empty] | admin | 2024-12-12 14:25 |  | NIHON KOHDEN | SVM-7260 | 01669 |  |  |  | 1 | B | 1 |  | STAR MEDICAL SYSTEMS (M) SDN BHD | STAR MEDICAL SYSTEMS (M) SDN BHD | STOR 224321 | JAPAN |  | STAR MEDICAL SYSTEM (M) SDN BHD |  |  | 0 | 0 | 0 | 0 |  |  |  |  | 2024-07-05 | KPJ Ipoh Specialist Hospital | 2 | [12 empty] | 2025-11-01 | 2026-05-01 | bar: MAY; NOV
954 | H07B100954 | 12636 | BEMS | B | - | ACT | C | H07 | BEMS | VITAL SIGN MONITOR | VITAL SIGN MONITOR | BB | PREMIER WARD | L05 | ISH/BE/02002 | 0 |  | 0 | HOSPITAL | 6800 | 0 | 0 | 0 | 0 | 0 | 0 | 0 | 0 | 0 | 0 | 2026-05-10 | 1900-01-01 | 0 | [8 empty] | PREMIER WARD |  |  |  | 0 | 0 | [12 empty] | admin | 2024-12-12 14:25 |  | NIHON KOHDEN | SVM-7260 | 01670 |  |  |  | 1 | B | 1 |  | STAR MEDICAL SYSTEMS (M) SDN BHD | STAR MEDICAL SYSTEMS (M) SDN BHD | STOR 224321 | JAPAN |  | STAR MEDICAL SYSTEM (M) SDN BHD |  |  | 0 | 0 | 0 | 0 |  |  |  |  | 2024-07-05 | KPJ Ipoh Specialist Hospital | 2 | [12 empty] | 2025-11-01 | 2026-05-01 | bar: MAY; NOV
956 | H07B100956 | 13215 | BEMS | B | - | ACT | C | H07 | BEMS | INFUSION PUMP | INFUSION PUMP | BB | PREMIER WARD | L05 | ISH/BE/02100 | 0 |  | 0 | HOSPITAL | 4300 | 0 | 0 | 0 | 0 | 0 | 0 | 0 | 0 | 0 | 0 | 2026-11-25 | 1900-01-01 | 0 | [8 empty] | PREMIER WARD |  |  |  | 0 | 0 | [12 empty] | admin | 2024-12-12 14:25 |  | MEDCAPTAIN | HP-60 | 6012405000404 |  |  |  | 1 | B | 1 |  | ONEHEART MEDIC MEDIC SDN BHD | ONEHEART MEDIC MEDIC SDN BHD | STOR 232823 (FA) | CHINA |  | ONEHEART MEDIC SDN BHD |  |  | 0 | 0 | 0 | 0 |  |  |  |  | 2024-11-26 | KPJ Ipoh Specialist Hospital | 2 | [12 empty] | 2025-11-01 | 2026-05-01 | bar: MAY; NOV
1041 | H07B101041 | - | BEMS | B | - | ACT | C | H07 | BEMS | INCUBATORS, TRANSPORT | INCUBATORS, TRANSPORT | BA | WARD 1 | L01 | ISH/BE/01501 | 0 |  | 0 | HOSPITAL | 48113.25 | 0 | 0 | 0 | 0 | 0 | 0 | 0 | 0 | 0 | 0 | 2019-06-01 | 1900-01-01 | 7 | [8 empty] | WARD 1 |  |  |  | 0 | 0 | [12 empty] | admin | 2024-12-12 14:25 |  | FANEM | IT-158 TS | CF8416 | WARD 1 |  |  | 1 | B | 1 |  | SUP100004 | GEMILANG ASIA TECHNOLOGY SDN BHD | STOR 138217(FA) | BRAZIL |  | GEMILANG ASIA TECHNOLOGY SDN BHD |  |  | 0 | 0 | 0 | 0 |  |  |  |  | 2016-12-15 | KPJ Ipoh Specialist Hospital | 2 | [12 empty] | 2025-11-01 | 2026-05-01 | bar: MAY; NOV
1048 | H07B101048 | 13215 | BEMS | B | - | ACT | C | H07 | BEMS | INFUSION PUMP | INFUSION PUMP | BA | WARD 1 | L01 | ISH/BE/01821 | 0 |  | 0 | HOSPITAL | 4730 | 0 | 0 | 0 | 0 | 0 | 0 | 0 | 0 | 0 | 0 | 2025-02-05 | 1900-01-01 | 1 | [8 empty] | WARD 1 |  |  |  | 0 | 0 | [12 empty] | admin | 2024-12-12 14:25 |  | TERUMO | TE*LM730A03 | 2008010065 | WARD 1 |  |  | 1 | B | 1 |  | SUMMIT COMPANY (MALAYSIA) SDN BHD | SUMMIT COMPANY (MALAYSIA) SDN BHD | STOR 211730 | JAPAN |  | SUMMIT COMPANY (MALAYSIA) SDN BHD |  |  | 0 | 0 | 0 | 0 |  |  |  |  | 2023-03-05 | KPJ Ipoh Specialist Hospital | 2 | [13 empty] | 1900-06-30 | bar: JAN to DEC
1049 | H07B101049 | 13215 | BEMS | B | - | ACT | C | H07 | BEMS | INFUSION PUMP | INFUSION PUMP | BA | WARD 1 | L01 | ISH/BE/01826 | 0 |  | 0 | HOSPITAL | 4730 | 0 | 0 | 0 | 0 | 0 | 0 | 0 | 0 | 0 | 0 | 2025-02-05 | 1900-01-01 | 1 | [8 empty] | WARD 1 |  |  |  | 0 | 0 | [12 empty] | admin | 2024-12-12 14:25 |  | TERUMO | TE*LM730A03 | 2008010070 | WARD 1 |  |  | 1 | B | 1 |  | SUMMIT COMPANY (MALAYSIA) SDN BHD | SUMMIT COMPANY (MALAYSIA) SDN BHD | STOR 211730 | JAPAN |  | SUMMIT COMPANY (MALAYSIA) SDN BHD |  |  | 0 | 0 | 0 | 0 |  |  |  |  | 2023-03-05 | KPJ Ipoh Specialist Hospital | 2 | [13 empty] | 1900-06-30 | bar: JAN to DEC
1050 | H07B101050 | 13217 | BEMS | B | - | ACT | C | H07 | BEMS | SYRINGE PUMP | SYRINGE PUMP | BA | WARD 1 | L01 | ISH/BE/01831 | 0 |  | 0 | HOSPITAL | 3680 | 0 | 0 | 0 | 0 | 0 | 0 | 0 | 0 | 0 | 0 | 2025-02-05 | 1900-01-01 | 1 | [8 empty] | WARD 1 |  |  |  | 0 | 0 | [12 empty] | admin | 2024-12-12 14:25 |  | TERUMO | TE*SS730N02 | 2111012052 | WARD 1 |  |  | 1 | B | 1 |  | SUMMIT COMPANY (MALAYSIA) SDN BHD | SUMMIT COMPANY (MALAYSIA) SDN BHD | STOR 211747 | JAPAN |  | SUMMIT COMPANY (MALAYSIA) SDN BHD |  |  | 0 | 0 | 0 | 0 |  |  |  |  | 2023-03-05 | KPJ Ipoh Specialist Hospital | 2 | [13 empty] | 1900-06-30 | bar: JAN to DEC
1051 | H07B101051 | 13217 | BEMS | B | - | ACT | C | H07 | BEMS | SYRINGE PUMP | SYRINGE PUMP | BA | WARD 1 | L01 | ISH/BE/01834 | 0 |  | 0 | HOSPITAL | 3680 | 0 | 0 | 0 | 0 | 0 | 0 | 0 | 0 | 0 | 0 | 2025-02-05 | 1900-01-01 | 1 | [8 empty] | WARD 1 |  |  |  | 0 | 0 | [12 empty] | admin | 2024-12-12 14:25 |  | TERUMO | TE*SS730N02 | 2111012055 | WARD 1 |  |  | 1 | B | 1 |  | SUMMIT COMPANY (MALAYSIA) SDN BHD | SUMMIT COMPANY (MALAYSIA) SDN BHD | STOR 211747 | JAPAN |  | SUMMIT COMPANY (MALAYSIA) SDN BHD |  |  | 0 | 0 | 0 | 0 |  |  |  |  | 2023-03-05 | KPJ Ipoh Specialist Hospital | 2 | [13 empty] | 1900-06-30 | bar: JAN to DEC
1052 | H07B101052 | 13360 | BEMS | B | - | ACT | C | H07 | BEMS | RESUSCITAITORS | RESUSCITAITORS | BA | WARD 1 | L01 | ISH/BE/01863 | 0 |  | 0 | HOSPITAL | 40000 | 0 | 0 | 0 | 0 | 0 | 0 | 0 | 0 | 0 | 0 |  | 1900-01-01 | 1 | [8 empty] | WARD 1 |  |  |  | 0 | 0 | [12 empty] | admin | 2024-12-12 14:25 |  | FANEM | AMPLA 2085 | DAS004370 | WARD 1 |  |  | 1 | B | 1 |  | SUP100004 | GEMILANG ASIA TECHNOLOGY SDN BHD | STOR 206812 | BRAZIL |  | GEMILANG ASIA TECHNOLOGY SDN BHD |  |  | 0 | 0 | 0 | 0 |  |  |  |  | 2023-05-25 | KPJ Ipoh Specialist Hospital | 2 | [12 empty] | 2025-11-01 | 2026-05-01 | bar: MAY; NOV
1054 | H07B101054 | 12282 | BEMS | B | - | ACT | C | H07 | BEMS | OPERATION LIGHT | OPERATION LIGHT | BA | WARD 1 | L01 | ISH/BE/01870 | 0 |  | 0 | HOSPITAL | 18300 | 0 | 0 | 0 | 0 | 0 | 0 | 0 | 0 | 0 | 0 |  | 1900-01-01 | 1 | [8 empty] | WARD 1 |  |  |  | 0 | 0 | [12 empty] | admin | 2024-12-12 14:25 |  | DENTIS CO.LTD | LUVIS S300 | S3C23A0019 | WARD 1 |  |  | 1 | B | 1 |  | AL GLOBAL CORPORATION (M) SDN BHD | AL GLOBAL CORPORATION (M) SDN BHD | STOR 211276 | KOREA |  | AL GLOBAL CORPORATION (M) SDN BHD |  |  | 0 | 0 | 0 | 0 |  |  |  |  | 2023-06-15 | KPJ Ipoh Specialist Hospital | 2 | [12 empty] | 2025-11-01 | 2026-05-01 | bar: MAY; NOV
1055 | H07B101055 | 12282 | BEMS | B | - | ACT | N | H07 | BEMS | OPERATION LIGHT | OPERATION LIGHT | BA | WARD 1 | L01 | ISH/BE/01871 | 0 |  | 0 | HOSPITAL | 18300 | 0 | 0 | 0 | 0 | 0 | 0 | 0 | 0 | 0 | 0 |  | 1900-01-01 | 1 | [8 empty] | WARD 1 |  |  |  | 0 | 0 | [12 empty] | admin | 2024-12-12 14:25 |  | DENTIS CO.LTD | LUVIS S300 | S3C23A0018 | WARD 1 |  |  | 1 | B | 1 |  | AL GLOBAL CORPORATION (M) SDN BHD | AL GLOBAL CORPORATION (M) SDN BHD | STOR 211276 | KOREA |  | AL GLOBAL CORPORATION (M) SDN BHD |  |  | 0 | 0 | 0 | 0 |  |  |  |  | 2023-06-15 | KPJ Ipoh Specialist Hospital | 2 | [12 empty] | 2025-11-01 | 2026-05-01 | bar: MAY; NOV
1059 | H07B101059 | - | BEMS | B | - | ACT | C | H07 | BEMS | TRANSPORT INCUBATOR | TRANSPORT INCUBATOR | BA | WARD 1 | L01 | ISH/BE/01955 | 0 |  | 0 | HOSPITAL | 48500 | 0 | 0 | 0 | 0 | 0 | 0 | 0 | 0 | 0 | 0 |  | 1900-01-01 | 1 | [8 empty] | WARD 1 |  |  |  | 0 | 0 | [12 empty] | admin | 2024-12-12 14:25 |  | FANEM | IT-158TS | JAT005446 | WARD 1 |  |  | 1 | B | 1 |  | SUP100004 | GEMILANG ASIA TECHNOLOGY SDN BHD | STOR 213325 | BRAZIL |  | GEMILANG ASIA TECHNOLOGY SDN BHD |  |  | 0 | 0 | 0 | 0 |  |  |  |  | 2023-11-16 | KPJ Ipoh Specialist Hospital | 2 | [12 empty] | 2025-11-01 | 2026-05-01 | bar: MAY; NOV
1062 | H07B101062 | 12636 | BEMS | B | - | ACT | C | H07 | BEMS | VITAL SIGN MONITOR | VITAL SIGN MONITOR | BA | WARD 1 | L01 | ISH/BE/02007 | 0 |  | 0 | HOSPITAL | 6800 | 0 | 0 | 0 | 0 | 0 | 0 | 0 | 0 | 0 | 0 | 2026-05-15 | 1900-01-01 | 0 | [8 empty] | WARD 1 |  |  |  | 0 | 0 | [12 empty] | admin | 2024-12-12 14:25 |  | NIHON KOHDEN | SVM-7260 | 01674 | WARD 1 |  |  | 1 | B | 1 |  | STAR MEDICAL SYSTEMS (M) SDN BHD | STAR MEDICAL SYSTEMS (M) SDN BHD | STOR 224321 | JAPAN |  | STAR MEDICAL SYSTEM (M) SDN BHD |  |  | 0 | 0 | 0 | 0 |  |  |  |  | 2024-07-05 | KPJ Ipoh Specialist Hospital | 2 | [12 empty] | 2025-11-01 | 2026-05-01 | bar: MAY; NOV
1063 | H07B101063 | 12636 | BEMS | B | - | ACT | C | H07 | BEMS | VITAL SIGN MONITOR | VITAL SIGN MONITOR | BA | WARD 1 | L01 | ISH/BE/02008 | 0 |  | 0 | HOSPITAL | 6800 | 0 | 0 | 0 | 0 | 0 | 0 | 0 | 0 | 0 | 0 | 2026-05-16 | 1900-01-01 | 0 | [8 empty] | WARD 1 |  |  |  | 0 | 0 | [12 empty] | admin | 2024-12-12 14:25 |  | NIHON KOHDEN | SVM-7260 | 01673 | WARD 1 |  |  | 1 | B | 1 |  | STAR MEDICAL SYSTEMS (M) SDN BHD | STAR MEDICAL SYSTEMS (M) SDN BHD | STOR 224321 | JAPAN |  | STAR MEDICAL SYSTEM (M) SDN BHD |  |  | 0 | 0 | 0 | 0 |  |  |  |  | 2024-07-05 | KPJ Ipoh Specialist Hospital | 2 | [12 empty] | 2025-11-01 | 2026-05-01 | bar: MAY; NOV
1068 | H07B101068 | 13215 | BEMS | B | - | ACT | C | H07 | BEMS | INFUSION PUMP | INFUSION PUMP | BA | WARD 1 | L01 | ISH/BE/02101 | 0 |  | 0 | HOSPITAL | 4300 | 0 | 0 | 0 | 0 | 0 | 0 | 0 | 0 | 0 | 0 | 2026-11-25 | 1900-01-01 | 0 | [8 empty] | WARD 1 |  |  |  | 0 | 0 | [12 empty] | admin | 2024-12-12 14:25 |  | MEDCAPTAIN | HP-60 | 6012405000125 | WARD 1 |  |  | 1 | B | 1 |  | ONEHEART MEDIC MEDIC SDN BHD | ONEHEART MEDIC MEDIC SDN BHD | STOR 232823 (FA) | CHINA |  | ONEHEART MEDIC SDN BHD |  |  | 0 | 0 | 0 | 0 |  |  |  |  | 2024-11-26 | KPJ Ipoh Specialist Hospital | 2 | [12 empty] | 2025-11-01 | 2026-05-01 | bar: MAY; NOV
1087 | H07B101087 | 13215 | BEMS | B | - | ACT | C | H07 | BEMS | INFUSION PUMP | INFUSION PUMP | BB | WARD 7B | L03 | ISH/BE/01825 | 0 |  | 0 | HOSPITAL | 4730 | 0 | 0 | 0 | 0 | 0 | 0 | 0 | 0 | 0 | 0 | 2025-02-05 | 1900-01-01 | 1 | [8 empty] | WARD 7B |  |  |  | 0 | 0 | [12 empty] | admin | 2024-12-12 14:25 |  | TERUMO | TE*LM730A03 | 2008010069 | WARD 7B |  |  | 1 | B | 1 |  | SUMMIT COMPANY (MALAYSIA) SDN BHD | SUMMIT COMPANY (MALAYSIA) SDN BHD | STOR 211730 | JAPAN |  | SUMMIT COMPANY (MALAYSIA) SDN BHD |  |  | 0 | 0 | 0 | 0 |  |  |  |  | 2023-03-05 | KPJ Ipoh Specialist Hospital | 2 | [12 empty] | 2025-11-01 | 2026-05-01 | bar: MAY; NOV
1088 | H07B101088 | 13215 | BEMS | B | - | ACT | C | H07 | BEMS | INFUSION PUMP | INFUSION PUMP | BB | WARD 7B | L03 | ISH/BE/01827 | 0 |  | 0 | HOSPITAL | 4730 | 0 | 0 | 0 | 0 | 0 | 0 | 0 | 0 | 0 | 0 | 2025-02-05 | 1900-01-01 | 1 | [8 empty] | WARD 7B |  |  |  | 0 | 0 | [12 empty] | admin | 2024-12-12 14:25 |  | TERUMO | TE*LM730A03 | 2008010071 | WARD 7B |  |  | 1 | B | 1 |  | SUMMIT COMPANY (MALAYSIA) SDN BHD | SUMMIT COMPANY (MALAYSIA) SDN BHD | STOR 211730 | JAPAN |  | SUMMIT COMPANY (MALAYSIA) SDN BHD |  |  | 0 | 0 | 0 | 0 |  |  |  |  | 2023-03-05 | KPJ Ipoh Specialist Hospital | 2 | [12 empty] | 2025-11-01 | 2026-05-01 | bar: MAY; NOV
1089 | H07B101089 | 13217 | BEMS | B | - | ACT | C | H07 | BEMS | SYRINGE PUMP | SYRINGE PUMP | BB | WARD 7B | L03 | ISH/BE/01829 | 0 |  | 0 | HOSPITAL | 3680 | 0 | 0 | 0 | 0 | 0 | 0 | 0 | 0 | 0 | 0 | 2025-02-05 | 1900-01-01 | 1 | [8 empty] | WARD 7B |  |  |  | 0 | 0 | [12 empty] | admin | 2024-12-12 14:25 |  | TERUMO | TE*SS730N02 | 2111012050 | WARD 7B |  |  | 1 | B | 1 |  | SUMMIT COMPANY (MALAYSIA) SDN BHD | SUMMIT COMPANY (MALAYSIA) SDN BHD | STOR 211747 | JAPAN |  | SUMMIT COMPANY (MALAYSIA) SDN BHD |  |  | 0 | 0 | 0 | 0 |  |  |  |  | 2023-03-05 | KPJ Ipoh Specialist Hospital | 2 | [13 empty] | 1900-06-30 | bar: JAN to DEC
1090 | H07B101090 | 13217 | BEMS | B | - | ACT | C | H07 | BEMS | SYRINGE PUMP | SYRINGE PUMP | BB | WARD 7B | L03 | ISH/BE/01836 | 0 |  | 0 | HOSPITAL | 3680 | 0 | 0 | 0 | 0 | 0 | 0 | 0 | 0 | 0 | 0 | 2025-02-05 | 1900-01-01 | 1 | [8 empty] | WARD 7B |  |  |  | 0 | 0 | [12 empty] | admin | 2024-12-12 14:25 |  | TERUMO | TE*SS730N02 | 2111012057 | WARD 7B |  |  | 1 | B | 1 |  | SUMMIT COMPANY (MALAYSIA) SDN BHD | SUMMIT COMPANY (MALAYSIA) SDN BHD | STOR 211747 | JAPAN |  | SUMMIT COMPANY (MALAYSIA) SDN BHD |  |  | 0 | 0 | 0 | 0 |  |  |  |  | 2023-03-05 | KPJ Ipoh Specialist Hospital | 2 | [13 empty] | 1900-06-30 | bar: JAN to DEC
1091 | H07B101091 | 13217 | BEMS | B | - | ACT | C | H07 | BEMS | SYRINGE PUMP | SYRINGE PUMP | BB | WARD 7B | L03 | ISH/BE/01846 | 0 |  | 0 | HOSPITAL | 3680 | 0 | 0 | 0 | 0 | 0 | 0 | 0 | 0 | 0 | 0 | 2025-02-05 | 1900-01-01 | 1 | [8 empty] | WARD 7B |  |  |  | 0 | 0 | [12 empty] | admin | 2024-12-12 14:25 |  | TERUMO | TE*SS730N02 | 2111012067 | WARD 7B |  |  | 1 | B | 1 |  | SUMMIT COMPANY (MALAYSIA) SDN BHD | SUMMIT COMPANY (MALAYSIA) SDN BHD | STOR 211747 | JAPAN |  | SUMMIT COMPANY (MALAYSIA) SDN BHD |  |  | 0 | 0 | 0 | 0 |  |  |  |  | 2023-03-05 | KPJ Ipoh Specialist Hospital | 2 | [13 empty] | 1900-06-30 | bar: JAN to DEC
1092 | H07B101092 | 13217 | BEMS | B | - | ACT | C | H07 | BEMS | SYRINGE PUMP | SYRINGE PUMP | BB | WARD 7B | L03 | ISH/BE/01848 | 0 |  | 0 | HOSPITAL | 3680 | 0 | 0 | 0 | 0 | 0 | 0 | 0 | 0 | 0 | 0 | 2025-02-05 | 1900-01-01 | 1 | [8 empty] | WARD 7B |  |  |  | 0 | 0 | [12 empty] | admin | 2024-12-12 14:25 |  | TERUMO | TE*SS730N02 | 2111012069 | WARD 7B |  |  | 1 | B | 1 |  | SUMMIT COMPANY (MALAYSIA) SDN BHD | SUMMIT COMPANY (MALAYSIA) SDN BHD | STOR 211747 | JAPAN |  | SUMMIT COMPANY (MALAYSIA) SDN BHD |  |  | 0 | 0 | 0 | 0 |  |  |  |  | 2023-03-05 | KPJ Ipoh Specialist Hospital | 2 | [13 empty] | 1900-06-30 | bar: JAN to DEC
1093 | H07B101093 | 13217 | BEMS | B | - | ACT | C | H07 | BEMS | SYRINGE PUMP | SYRINGE PUMP | BB | WARD 7B | L03 | ISH/BE/01850 | 0 |  | 0 | HOSPITAL | 3680 | 0 | 0 | 0 | 0 | 0 | 0 | 0 | 0 | 0 | 0 | 2025-02-05 | 1900-01-01 | 1 | [8 empty] | WARD 7B |  |  |  | 0 | 0 | [12 empty] | admin | 2024-12-12 14:25 |  | TERUMO | TE*SS730N02 | 2111012071 | WARD 7B |  |  | 1 | B | 1 |  | SUMMIT COMPANY (MALAYSIA) SDN BHD | SUMMIT COMPANY (MALAYSIA) SDN BHD | STOR 211747 | JAPAN |  | SUMMIT COMPANY (MALAYSIA) SDN BHD |  |  | 0 | 0 | 0 | 0 |  |  |  |  | 2023-03-05 | KPJ Ipoh Specialist Hospital | 2 | [13 empty] | 1900-06-30 | bar: JAN to DEC
1098 | H07B101098 | 12636 | BEMS | B | - | ACT | C | H07 | BEMS | VITAL SIGN MONITOR | VITAL SIGN MONITOR | BB | WARD 7B | L03 | ISH/BE/01998 | 0 |  | 0 | HOSPITAL | 6800 | 0 | 0 | 0 | 0 | 0 | 0 | 0 | 0 | 0 | 0 | 2026-05-06 | 1900-01-01 | 0 | [8 empty] | WARD 7B |  |  |  | 0 | 0 | [12 empty] | admin | 2024-12-12 14:25 |  | NIHON KOHDEN | SVM-7260 | 01675 | WARD 7B |  |  | 1 | B | 1 |  | STAR MEDICAL SYSTEMS (M) SDN BHD | STAR MEDICAL SYSTEMS (M) SDN BHD | STOR 224323 | JAPAN |  | STAR MEDICAL SYSTEM (M) SDN BHD |  |  | 0 | 0 | 0 | 0 |  |  |  |  | 2024-07-05 | KPJ Ipoh Specialist Hospital | 2 | [12 empty] | 2025-11-01 | 2026-05-01 | bar: MAY; NOV
1100 | H07B101100 | 13215 | BEMS | B | - | ACT | C | H07 | BEMS | INFUSION PUMP | INFUSION PUMP | BB | WARD 7B | L03 | ISH/BE/02094 | 0 |  | 0 | HOSPITAL | 4300 | 0 | 0 | 0 | 0 | 0 | 0 | 0 | 0 | 0 | 0 | 2026-11-25 | 1900-01-01 | 0 | [8 empty] | WARD 7B |  |  |  | 0 | 0 | [12 empty] | admin | 2024-12-12 14:25 |  | MEDCAPTAIN | HP-60 | 6012405000150 | WARD 7B |  |  | 1 | B | 1 |  | ONEHEART MEDIC MEDIC SDN BHD | ONEHEART MEDIC MEDIC SDN BHD | STOR 232823 (FA) | CHINA |  | ONEHEART MEDIC SDN BHD |  |  | 0 | 0 | 0 | 0 |  |  |  |  | 2024-11-26 | KPJ Ipoh Specialist Hospital | 2 | [12 empty] | 2025-11-01 | 2026-05-01 | bar: MAY; NOV
1101 | H07B101101 | 13215 | BEMS | B | - | ACT | C | H07 | BEMS | INFUSION PUMP | INFUSION PUMP | BB | WARD 7B | L03 | ISH/BE/02095 | 0 |  | 0 | HOSPITAL | 4300 | 0 | 0 | 0 | 0 | 0 | 0 | 0 | 0 | 0 | 0 | 2026-11-25 | 1900-01-01 | 0 | [8 empty] | WARD 7B |  |  |  | 0 | 0 | [12 empty] | admin | 2024-12-12 14:25 |  | MEDCAPTAIN | HP-60 | 6012405000402 | WARD 7B |  |  | 1 | B | 1 |  | ONEHEART MEDIC MEDIC SDN BHD | ONEHEART MEDIC MEDIC SDN BHD | STOR 232823 (FA) | CHINA |  | ONEHEART MEDIC SDN BHD |  |  | 0 | 0 | 0 | 0 |  |  |  |  | 2024-11-26 | KPJ Ipoh Specialist Hospital | 2 | [12 empty] | 2025-11-01 | 2026-05-01 | bar: MAY; NOV
1114 | H07B101114 | 12636 | BEMS | B | - | ACT | C | H07 | BEMS | VITAL SIGN MONITOR | VITAL SIGN MONITOR | BA | WARD 3 | L02 | ISH/BE/01652 | 0 |  | 0 | HOSPITAL | 0 | 0 | 0 | 0 | 0 | 0 | 0 | 0 | 0 | 0 | 0 |  | 1900-01-01 | 0 | [8 empty] | WARD 3 |  |  |  | 0 | 0 | [12 empty] | admin | 2024-12-12 14:25 |  | MINDRAY | VS-900 | FV-11044815 | WARD 3 |  |  | 1 | B | 1 |  | LIFETRONIC SDN BHD | LIFETRONIC SDN BHD |  |  |  | LIFETRONIC SDN BHD |  |  | 0 | 0 | 0 | 0 |  |  |  |  | 2021-05-11 | KPJ Ipoh Specialist Hospital | 2 | [12 empty] | 2025-11-01 | 2026-05-01 | bar: MAY; NOV
1122 | H07B101122 | 12636 | BEMS | B | - | ACT | C | H07 | BEMS | VITAL SIGN MONITOR | VITAL SIGN MONITOR | BA | WARD 3 | L02 | ISH/BE/02004 | 0 |  | 0 | HOSPITAL | 6800 | 0 | 0 | 0 | 0 | 0 | 0 | 0 | 0 | 0 | 0 | 2026-05-12 | 1900-01-01 | 0 | [8 empty] | WARD 3 |  |  |  | 0 | 0 | [12 empty] | admin | 2024-12-12 14:25 |  | NIHON KOHDEN | SVM-7260 | 01677 | WARD 3 |  |  | 1 | B | 1 |  | STAR MEDICAL SYSTEMS (M) SDN BHD | STAR MEDICAL SYSTEMS (M) SDN BHD | STOR 224323 | JAPAN |  | STAR MEDICAL SYSTEM (M) SDN BHD |  |  | 0 | 0 | 0 | 0 |  |  |  |  | 2024-07-05 | KPJ Ipoh Specialist Hospital | 2 | [12 empty] | 2025-11-01 | 2026-05-01 | bar: MAY; NOV
1123 | H07B101123 | 13215 | BEMS | B | - | ACT | C | H07 | BEMS | INFUSION PUMP | INFUSION PUMP | BA | WARD 3 | L02 | ISH/BE/02097 | 0 |  | 0 | HOSPITAL | 4300 | 0 | 0 | 0 | 0 | 0 | 0 | 0 | 0 | 0 | 0 | 2026-11-25 | 1900-01-01 | 0 | [8 empty] | WARD 3 |  |  |  | 0 | 0 | [12 empty] | admin | 2024-12-12 14:25 |  | MEDCAPTAIN | HP-60 | 6012405000501 | WARD 3 |  |  | 1 | B | 1 |  | ONEHEART MEDIC MEDIC SDN BHD | ONEHEART MEDIC MEDIC SDN BHD | STOR 232823 (FA) | CHINA |  | ONEHEART MEDIC SDN BHD |  |  | 0 | 0 | 0 | 0 |  |  |  |  | 2024-11-26 | KPJ Ipoh Specialist Hospital | 2 | [12 empty] | 2025-11-01 | 2026-05-01 | bar: MAY; NOV
1135 | H07B101135 | 13215 | BEMS | B | - | ACT | C | H07 | BEMS | INFUSION PUMP | INFUSION PUMP | BA | WARD 5 | L02 | ISH/BE/01807 | 0 |  | 0 | HOSPITAL | 4730 | 0 | 0 | 0 | 0 | 0 | 0 | 0 | 0 | 0 | 0 | 2025-02-05 | 1900-01-01 | 1 | [8 empty] | WARD 5 |  |  |  | 0 | 0 | [12 empty] | admin | 2024-12-12 14:25 |  | TERUMO | TE*LM730A03 | 2003010026 | WARD 5 |  |  | 1 | B | 1 |  | SUMMIT COMPANY (MALAYSIA) SDN BHD | SUMMIT COMPANY (MALAYSIA) SDN BHD | STOR 211730 | JAPAN |  | SUMMIT COMPANY (MALAYSIA) SDN BHD |  |  | 0 | 0 | 0 | 0 |  |  |  |  | 2023-03-05 | KPJ Ipoh Specialist Hospital | 2 | [12 empty] | 2025-11-01 | 2026-05-01 | bar: MAY; NOV
1136 | H07B101136 | 13215 | BEMS | B | - | ACT | C | H07 | BEMS | INFUSION PUMP | INFUSION PUMP | BA | WARD 5 | L02 | ISH/BE/01808 | 0 |  | 0 | HOSPITAL | 4730 | 0 | 0 | 0 | 0 | 0 | 0 | 0 | 0 | 0 | 0 | 2025-02-05 | 1900-01-01 | 1 | [8 empty] | WARD 5 |  |  |  | 0 | 0 | [12 empty] | admin | 2024-12-12 14:25 |  | TERUMO | TE*LM730A03 | 2003010027 | WARD 5 |  |  | 1 | B | 1 |  | SUMMIT COMPANY (MALAYSIA) SDN BHD | SUMMIT COMPANY (MALAYSIA) SDN BHD | STOR 211730 | JAPAN |  | SUMMIT COMPANY (MALAYSIA) SDN BHD |  |  | 0 | 0 | 0 | 0 |  |  |  |  | 2023-03-05 | KPJ Ipoh Specialist Hospital | 2 | [12 empty] | 2025-11-01 | 2026-05-01 | bar: MAY; NOV
1137 | H07B101137 | 13217 | BEMS | B | - | ACT | C | H07 | BEMS | SYRINGE PUMP | SYRINGE PUMP | BA | WARD 5 | L02 | ISH/BE/01857 | 0 |  | 0 | HOSPITAL | 3680 | 0 | 0 | 0 | 0 | 0 | 0 | 0 | 0 | 0 | 0 | 2025-02-05 | 1900-01-01 | 1 | [8 empty] | WARD 5 |  |  |  | 0 | 0 | [12 empty] | admin | 2024-12-12 14:25 |  | TERUMO | TE*SS730N02 | 2111012078 | WARD 5 |  |  | 1 | B | 1 |  | SUMMIT COMPANY (MALAYSIA) SDN BHD | SUMMIT COMPANY (MALAYSIA) SDN BHD | STOR 211747 | JAPAN |  | SUMMIT COMPANY (MALAYSIA) SDN BHD |  |  | 0 | 0 | 0 | 0 |  |  |  |  | 2023-03-05 | KPJ Ipoh Specialist Hospital | 2 | [12 empty] | 2025-11-01 | 2026-05-01 | bar: MAY; NOV
1140 | H07B101140 | 12636 | BEMS | B | - | ACT | C | H07 | BEMS | VITAL SIGN MONITOR | VITAL SIGN MONITOR | BA | WARD 5 | L02 | ISH/BE/02003 | 0 |  | 0 | HOSPITAL | 6800 | 0 | 0 | 0 | 0 | 0 | 0 | 0 | 0 | 0 | 0 | 2026-05-11 | 1900-01-01 | 0 | [8 empty] | WARD 5 |  |  |  | 0 | 0 | [12 empty] | admin | 2024-12-12 14:25 |  | NIHON KOHDEN | SVM-7260 | 01676 | WARD 5 |  |  | 1 | B | 1 |  | STAR MEDICAL SYSTEMS (M) SDN BHD | STAR MEDICAL SYSTEMS (M) SDN BHD | STOR 224323 | JAPAN |  | STAR MEDICAL SYSTEM (M) SDN BHD |  |  | 0 | 0 | 0 | 0 |  |  |  |  | 2024-07-05 | KPJ Ipoh Specialist Hospital | 2 | [12 empty] | 2025-11-01 | 2026-05-01 | bar: MAY; NOV
1142 | H07B101142 | 13215 | BEMS | B | - | ACT | C | H07 | BEMS | INFUSION PUMP | INFUSION PUMP | BA | WARD 5 | L02 | ISH/BE/02098 | 0 |  | 0 | HOSPITAL | 4300 | 0 | 0 | 0 | 0 | 0 | 0 | 0 | 0 | 0 | 0 | 2026-11-25 | 1900-01-01 | 0 | [8 empty] | WARD 5 |  |  |  | 0 | 0 | [12 empty] | admin | 2024-12-12 14:25 |  | MEDCAPTAIN | HP-60 | 6012403002374 | WARD 5 |  |  | 1 | B | 1 |  | ONEHEART MEDIC MEDIC SDN BHD | ONEHEART MEDIC MEDIC SDN BHD | STOR 232823 (FA) | CHINA |  | ONEHEART MEDIC SDN BHD |  |  | 0 | 0 | 0 | 0 |  |  |  |  | 2024-11-26 | KPJ Ipoh Specialist Hospital | 2 | [12 empty] | 2025-11-01 | 2026-05-01 | bar: MAY; NOV
1165 | H07B101165 | 13215 | BEMS | B | - | ACT | C | H07 | BEMS | INFUSION PUMP | INFUSION PUMP | BA | WARD 2 | L02 | ISH/BE/01726 | 0 |  |  | HOSPITAL | 4350 | 0 | 0 | 0 | 0 | 0 | 0 | 0 | 0 | 0 | 0 | 2024-11-01 | 1900-01-01 | 2 | [8 empty] | WARD 2 |  |  |  | 0 | 0 | [12 empty] | admin | 2024-12-12 14:25 |  | TERUMO | TE*LM730A03 | 2003010013 | WARD 2 |  |  | 1 | B | 1 |  | SUMMIT COMPANY (M) SDN BHD | SUMMIT COMPANY (M) SDN BHD | STOR 206031 | JAPAN |  | SUMMIT COMPANY (MALAYSIA) SDN BHD |  |  | 0 | 0 | 0 | 0 |  |  |  |  | 2022-11-17 | KPJ Ipoh Specialist Hospital | 2 | [12 empty] | 2025-11-01 | 2026-05-01 | bar: MAY; NOV
1166 | H07B101166 | 13215 | BEMS | B | - | ACT | C | H07 | BEMS | INFUSION PUMP | INFUSION PUMP | BA | WARD 2 | L02 | ISH/BE/01727 | 0 |  |  | HOSPITAL | 4350 | 0 | 0 | 0 | 0 | 0 | 0 | 0 | 0 | 0 | 0 | 2024-11-01 | 1900-01-01 | 2 | [8 empty] | WARD 2 |  |  |  | 0 | 0 | [12 empty] | admin | 2024-12-12 14:25 |  | TERUMO | TE*LM730A03 | 2003010014 | WARD 2 |  |  | 1 | B | 1 |  | SUMMIT COMPANY (M) SDN BHD | SUMMIT COMPANY (M) SDN BHD | STOR 206031 | JAPAN |  | SUMMIT COMPANY (MALAYSIA) SDN BHD |  |  | 0 | 0 | 0 | 0 |  |  |  |  | 2022-11-17 | KPJ Ipoh Specialist Hospital | 2 | [12 empty] | 2025-11-01 | 2026-05-01 | bar: MAY; NOV
1167 | H07B101167 | 13215 | BEMS | B | - | ACT | C | H07 | BEMS | INFUSION PUMP | INFUSION PUMP | BA | WARD 2 | L02 | ISH/BE/01728 | 0 |  |  | HOSPITAL | 4350 | 0 | 0 | 0 | 0 | 0 | 0 | 0 | 0 | 0 | 0 | 2024-11-01 | 1900-01-01 | 2 | [8 empty] | WARD 2 |  |  |  | 0 | 0 | [12 empty] | admin | 2024-12-12 14:25 |  | TERUMO | TE*LM730A03 | 2003010015 | WARD 2 |  |  | 1 | B | 1 |  | SUMMIT COMPANY (M) SDN BHD | SUMMIT COMPANY (M) SDN BHD | STOR 206031 | JAPAN |  | SUMMIT COMPANY (MALAYSIA) SDN BHD |  |  | 0 | 0 | 0 | 0 |  |  |  |  | 2022-11-17 | KPJ Ipoh Specialist Hospital | 2 | [12 empty] | 2025-11-01 | 2026-05-01 | bar: MAY; NOV
1168 | H07B101168 | 13215 | BEMS | B | - | ACT | C | H07 | BEMS | INFUSION PUMP | INFUSION PUMP | BA | WARD 2 | L02 | ISH/BE/01729 | 0 |  |  | HOSPITAL | 4350 | 0 | 0 | 0 | 0 | 0 | 0 | 0 | 0 | 0 | 0 | 2024-11-01 | 1900-01-01 | 2 | [8 empty] | WARD 2 |  |  |  | 0 | 0 | [12 empty] | admin | 2024-12-12 14:25 |  | TERUMO | TE*LM730A03 | 2003010016 | WARD 2 |  |  | 1 | B | 1 |  | SUMMIT COMPANY (M) SDN BHD | SUMMIT COMPANY (M) SDN BHD | STOR 206031 | JAPAN |  | SUMMIT COMPANY (MALAYSIA) SDN BHD |  |  | 0 | 0 | 0 | 0 |  |  |  |  | 2022-11-17 | KPJ Ipoh Specialist Hospital | 2 | [12 empty] | 2025-11-01 | 2026-05-01 | bar: MAY; NOV
1169 | H07B101169 | 13215 | BEMS | B | - | ACT | C | H07 | BEMS | INFUSION PUMP | INFUSION PUMP | BA | WARD 2 | L02 | ISH/BE/01730 | 0 |  |  | HOSPITAL | 4350 | 0 | 0 | 0 | 0 | 0 | 0 | 0 | 0 | 0 | 0 | 2024-11-01 | 1900-01-01 | 2 | [8 empty] | WARD 2 |  |  |  | 0 | 0 | [12 empty] | admin | 2024-12-12 14:25 |  | TERUMO | TE*LM730A03 | 2003010018 | WARD 2 |  |  | 1 | B | 1 |  | SUMMIT COMPANY (M) SDN BHD | SUMMIT COMPANY (M) SDN BHD | STOR 206031 | JAPAN |  | SUMMIT COMPANY (MALAYSIA) SDN BHD |  |  | 0 | 0 | 0 | 0 |  |  |  |  | 2022-11-17 | KPJ Ipoh Specialist Hospital | 2 | [12 empty] | 2025-11-01 | 2026-05-01 | bar: MAY; NOV
1173 | H07B101173 | 13217 | BEMS | B | - | ACT | C | H07 | BEMS | SYRINGE PUMP | SYRINGE PUMP | BA | WARD 2 | L02 | ISH/BE/01838 | 0 |  |  | HOSPITAL | 3680 | 0 | 0 | 0 | 0 | 0 | 0 | 0 | 0 | 0 | 0 | 2025-02-05 | 1900-01-01 | 1 | [8 empty] | WARD 2 |  |  |  | 0 | 0 | [12 empty] | admin | 2024-12-12 14:25 |  | TERUMO | TE*SS730N02 | 2111012059 | WARD 2 |  |  | 1 | B | 1 |  | SUMMIT COMPANY (MALAYSIA) SDN BHD | SUMMIT COMPANY (MALAYSIA) SDN BHD | STOR 211747 | JAPAN |  | SUMMIT COMPANY (MALAYSIA) SDN BHD |  |  | 0 | 0 | 0 | 0 |  |  |  |  | 2023-03-05 | KPJ Ipoh Specialist Hospital | 2 | [12 empty] | 2025-11-01 | 2026-05-01 | bar: MAY; NOV
1174 | H07B101174 | 13217 | BEMS | B | - | ACT | C | H07 | BEMS | SYRINGE PUMP | SYRINGE PUMP | BA | WARD 2 | L02 | ISH/BE/01839 | 0 |  |  | HOSPITAL | 3680 | 0 | 0 | 0 | 0 | 0 | 0 | 0 | 0 | 0 | 0 | 2025-02-05 | 1900-01-01 | 1 | [8 empty] | WARD 2 |  |  |  | 0 | 0 | [12 empty] | admin | 2024-12-12 14:25 |  | TERUMO | TE*SS730N02 | 2111012060 | WARD 2 |  |  | 1 | B | 1 |  | SUMMIT COMPANY (MALAYSIA) SDN BHD | SUMMIT COMPANY (MALAYSIA) SDN BHD | STOR 211747 | JAPAN |  | SUMMIT COMPANY (MALAYSIA) SDN BHD |  |  | 0 | 0 | 0 | 0 |  |  |  |  | 2023-03-05 | KPJ Ipoh Specialist Hospital | 2 | [12 empty] | 2025-11-01 | 2026-05-01 | bar: MAY; NOV
1175 | H07B101175 | 13217 | BEMS | B | - | ACT | C | H07 | BEMS | SYRINGE PUMP | SYRINGE PUMP | BA | WARD 2 | L02 | ISH/BE/01840 | 0 |  |  | HOSPITAL | 3680 | 0 | 0 | 0 | 0 | 0 | 0 | 0 | 0 | 0 | 0 | 2025-02-05 | 1900-01-01 | 1 | [8 empty] | WARD 2 |  |  |  | 0 | 0 | [12 empty] | admin | 2024-12-12 14:25 |  | TERUMO | TE*SS730N02 | 2111012061 | WARD 2 |  |  | 1 | B | 1 |  | SUMMIT COMPANY (MALAYSIA) SDN BHD | SUMMIT COMPANY (MALAYSIA) SDN BHD | STOR 211747 | JAPAN |  | SUMMIT COMPANY (MALAYSIA) SDN BHD |  |  | 0 | 0 | 0 | 0 |  |  |  |  | 2023-03-05 | KPJ Ipoh Specialist Hospital | 2 | [12 empty] | 2025-11-01 | 2026-05-01 | bar: MAY; NOV
1176 | H07B101176 | 13217 | BEMS | B | - | ACT | C | H07 | BEMS | SYRINGE PUMP | SYRINGE PUMP | BA | WARD 2 | L02 | ISH/BE/01841 | 0 |  |  | HOSPITAL | 3680 | 0 | 0 | 0 | 0 | 0 | 0 | 0 | 0 | 0 | 0 | 2025-02-05 | 1900-01-01 | 1 | [8 empty] | WARD 2 |  |  |  | 0 | 0 | [12 empty] | admin | 2024-12-12 14:25 |  | TERUMO | TE*SS730N02 | 2111012062 | WARD 2 |  |  | 1 | B | 1 |  | SUMMIT COMPANY (MALAYSIA) SDN BHD | SUMMIT COMPANY (MALAYSIA) SDN BHD | STOR 211747 | JAPAN |  | SUMMIT COMPANY (MALAYSIA) SDN BHD |  |  | 0 | 0 | 0 | 0 |  |  |  |  | 2023-03-05 | KPJ Ipoh Specialist Hospital | 2 | [12 empty] | 2025-11-01 | 2026-05-01 | bar: MAY; NOV
1177 | H07B101177 | 13217 | BEMS | B | - | ACT | C | H07 | BEMS | SYRINGE PUMP | SYRINGE PUMP | BA | WARD 2 | L02 | ISH/BE/01842 | 0 |  |  | HOSPITAL | 3680 | 0 | 0 | 0 | 0 | 0 | 0 | 0 | 0 | 0 | 0 | 2025-02-05 | 1900-01-01 | 1 | [8 empty] | WARD 2 |  |  |  | 0 | 0 | [12 empty] | admin | 2024-12-12 14:25 |  | TERUMO | TE*SS730N02 | 2111012063 | WARD 2 |  |  | 1 | B | 1 |  | SUMMIT COMPANY (MALAYSIA) SDN BHD | SUMMIT COMPANY (MALAYSIA) SDN BHD | STOR 211747 | JAPAN |  | SUMMIT COMPANY (MALAYSIA) SDN BHD |  |  | 0 | 0 | 0 | 0 |  |  |  |  | 2023-03-05 | KPJ Ipoh Specialist Hospital | 2 | [12 empty] | 2025-11-01 | 2026-05-01 | bar: MAY; NOV
1181 | H07B101181 | 13215 | BEMS | B | - | ACT | C | H07 | BEMS | INFUSION PUMP | INFUSION PUMP | BA | WARD 2 | L02 | ISH/BE/02096 | 0 |  |  | HOSPITAL | 4300 | 0 | 0 | 0 | 0 | 0 | 0 | 0 | 0 | 0 | 0 | 2026-11-25 | 1900-01-01 | 0 | [8 empty] | WARD 2 |  |  |  | 0 | 0 | [12 empty] | admin | 2024-12-12 14:25 |  | MEDCAPTAIN | HP-60 | 6012404002760 | WARD 2 |  |  | 1 | B | 1 |  | ONEHEART MEDIC MEDIC SDN BHD | ONEHEART MEDIC MEDIC SDN BHD | STOR 232823 (FA) | CHINA |  | ONEHEART MEDIC SDN BHD |  |  | 0 | 0 | 0 | 0 |  |  |  |  | 2024-11-26 | KPJ Ipoh Specialist Hospital | 2 | [12 empty] | 2025-11-01 | 2026-05-01 | bar: MAY; NOV
1199 | H07B101199 | 13215 | BEMS | B | - | ACT | C | H07 | BEMS | INFUSION PUMP | INFUSION PUMP | BB | WARD 7A | L03 | ISH/BE/02092 | 0 |  |  | HOSPITAL | 4300 | 0 | 0 | 0 | 0 | 0 | 0 | 0 | 0 | 0 | 0 | 2026-11-25 | 1900-01-01 | 0 | [8 empty] | WARD 7A |  |  |  | 0 | 0 | [12 empty] | admin | 2024-12-12 14:25 |  | MEDCAPTAIN | HP-60 | 6012405000134 | WARD 7A |  |  | 1 | B | 1 |  | ONEHEART MEDIC MEDIC SDN BHD | ONEHEART MEDIC MEDIC SDN BHD | STOR 232823 (FA) | CHINA |  | ONEHEART MEDIC SDN BHD |  |  | 0 | 0 | 0 | 0 |  |  |  |  | 2024-11-26 | KPJ Ipoh Specialist Hospital | 2 | [12 empty] | 2025-11-01 | 2026-05-01 | bar: MAY; NOV
1200 | H07B101200 | 13215 | BEMS | B | - | ACT | C | H07 | BEMS | INFUSION PUMP | INFUSION PUMP | BB | WARD 7A | L03 | ISH/BE/02093 | 0 |  |  | HOSPITAL | 4300 | 0 | 0 | 0 | 0 | 0 | 0 | 0 | 0 | 0 | 0 | 2026-11-25 | 1900-01-01 | 0 | [8 empty] | WARD 7A |  |  |  | 0 | 0 | [12 empty] | admin | 2024-12-12 14:25 |  | MEDCAPTAIN | HP-60 | 6012403002331 | WARD 7A |  |  | 1 | B | 1 |  | ONEHEART MEDIC MEDIC SDN BHD | ONEHEART MEDIC MEDIC SDN BHD | STOR 232823 (FA) | CHINA |  | ONEHEART MEDIC SDN BHD |  |  | 0 | 0 | 0 | 0 |  |  |  |  | 2024-11-26 | KPJ Ipoh Specialist Hospital | 2 | [12 empty] | 2025-11-01 | 2026-05-01 | bar: MAY; NOV
1201 | H07B101201 | - | BEMS | B | - | ACT | C | H07 | BEMS | EXCIMER LASER MEL 80 | EXCIMER LASER MEL 80 | BA | LASIK UNIT | GF | ISH/BE/00918 | 0 |  | 0 | HOSPITAL | 3270000 | 0 | 0 | 0 | 0 | 0 | 0 | 0 | 0 | 0 | 0 | 2011-12-01 | 1900-01-01 | 14 | [8 empty] | LASIK UNIT |  |  |  | 0 | 0 | [12 empty] | admin | 2024-12-12 14:25 |  | CARL ZEISS | MME 0870 | 1042459 |  |  |  | 1 | B | 1 |  | SUP100007 | CARL ZEISS SDN BHD | SR L099MME 087009 | GERMANY |  | CARL ZEISS SDN BHD |  |  | 0 | 0 | 0 | 0 |  |  |  |  | 2010-12-17 | KPJ Ipoh Specialist Hospital | 2 | [12 empty] | 2025-11-01 | 2026-05-01 | bar: MAY; NOV
1202 | H07B101202 | - | BEMS | B | - | ACT | C | H07 | BEMS | VISUMAX BASIC UNIT | VISUMAX BASIC UNIT | BA | LASIK UNIT | GF | ISH/BE/00919 | 0 |  | 0 | HOSPITAL | 0 | 0 | 0 | 0 | 0 | 0 | 0 | 0 | 0 | 0 | 0 | 2011-12-01 | 1900-01-01 | 14 | [8 empty] | LASIK UNIT |  |  |  | 0 | 0 | [12 empty] | admin | 2024-12-12 14:25 |  | CARL ZEISS | MME 0871 | 1021435 |  |  |  | 1 | B | 1 |  | SUP100007 | CARL ZEISS SDN BHD | SX B099MME 087109 | GERMANY |  | CARL ZEISS SDN BHD |  |  | 0 | 0 | 0 | 0 |  |  |  |  | 2010-12-17 | KPJ Ipoh Specialist Hospital | 2 | [12 empty] | 2025-11-01 | 2026-05-01 | bar: MAY; NOV
1203 | H07B101203 | - | BEMS | B | - | ACT | C | H07 | BEMS | CRS- MASTER TOPOLINE | CRS- MASTER TOPOLINE | BA | LASIK UNIT | GF | ISH/BE/00920 | 0 |  | 0 | HOSPITAL | 0 | 0 | 0 | 0 | 0 | 0 | 0 | 0 | 0 | 0 | 0 | 2011-12-01 | 1900-01-01 | 14 | [8 empty] | LASIK UNIT |  |  |  | 0 | 0 | [12 empty] | admin | 2024-12-12 14:25 |  | CARL ZEISS | MME 0872 | 9000-1658 |  |  |  | 1 | B | 1 |  | SUP100007 | CARL ZEISS SDN BHD | SAST099MME 087209 | GERMANY |  | CARL ZEISS SDN BHD |  |  | 0 | 0 | 0 | 0 |  |  |  |  | 2010-12-17 | KPJ Ipoh Specialist Hospital | 2 | [12 empty] | 2025-11-01 | 2026-05-01 | bar: MAY; NOV
1204 | H07B101204 | - | BEMS | B | - | ACT | C | H07 | BEMS | SL115 | SL115 | BA | LASIK UNIT | GF |  | 0 |  | 0 | HOSPITAL | 0 | 0 | 0 | 0 | 0 | 0 | 0 | 0 | 0 | 0 | 0 | 2011-12-01 | 1900-01-01 | 14 | [8 empty] | LASIK UNIT |  |  |  | 0 | 0 | [12 empty] | admin | 2024-12-12 14:25 |  |  |  | 1006965 |  |  |  | 1 | B | 1 |  | SUP100007 | CARL ZEISS SDN BHD |  | GERMANY |  | CARL ZEISS SDN BHD |  |  | 0 | 0 | 0 | 0 |  |  |  |  | 2010-12-17 | KPJ Ipoh Specialist Hospital | 2 | [12 empty] | 2025-11-01 | 2026-05-01 | bar: MAY; NOV
1229 | H07B101229 | 12636 | BEMS | B | - | ACT | C | H07 | BEMS | VITAL SIGN MONITOR | VITAL SIGN MONITOR | BA | WARD 6 | L03 | ISH/BE/01999 | 0 |  | 0 | HOSPITAL | 6800 | 0 | 0 | 0 | 0 | 0 | 0 | 0 | 0 | 0 | 0 | 2026-05-07 | 1900-01-01 | 0 | [8 empty] | WARD 6 |  |  |  | 0 | 0 | [12 empty] | admin | 2024-12-12 14:25 |  | NIHON KOHDEN | SVM-7260 | 01671 | WARD 6 |  |  | 1 | B | 1 |  | STAR MEDICAL SYSTEMS (M) SDN BHD | STAR MEDICAL SYSTEMS (M) SDN BHD | STOR 224321 | JAPAN |  | STAR MEDICAL SYSTEM (M) SDN BHD |  |  | 0 | 0 | 0 | 0 |  |  |  |  | 2024-07-05 | KPJ Ipoh Specialist Hospital | 2 | [12 empty] | 2025-11-01 | 2026-05-01 | bar: MAY; NOV
1230 | H07B101230 | 12636 | BEMS | B | - | ACT | C | H07 | BEMS | VITAL SIGN MONITOR | VITAL SIGN MONITOR | BA | WARD 6 | L03 | ISH/BE/02000 | 0 |  | 0 | HOSPITAL | 6800 | 0 | 0 | 0 | 0 | 0 | 0 | 0 | 0 | 0 | 0 | 2026-05-08 | 1900-01-01 | 0 | [8 empty] | WARD 6 |  |  |  | 0 | 0 | [12 empty] | admin | 2024-12-12 14:25 |  | NIHON KOHDEN | SVM-7260 | 01672 | WARD 6 |  |  | 1 | B | 1 |  | STAR MEDICAL SYSTEMS (M) SDN BHD | STAR MEDICAL SYSTEMS (M) SDN BHD | STOR 224321 | JAPAN |  | STAR MEDICAL SYSTEM (M) SDN BHD |  |  | 0 | 0 | 0 | 0 |  |  |  |  | 2024-07-05 | KPJ Ipoh Specialist Hospital | 2 | [12 empty] | 2025-11-01 | 2026-05-01 | bar: MAY; NOV
1231 | H07B101231 | 17116 | BEMS | B | - | ACT | C | H07 | BEMS | DEFIBRILLATORS | DEFIBRILLATORS | BA | WARD 6 | L03 | ISH/BE/02015 | 0 |  | 0 | HOSPITAL | 24400 | 0 | 0 | 0 | 0 | 0 | 0 | 0 | 0 | 0 | 0 | 2025-05-19 | 1900-01-01 | 0 | [8 empty] | WARD 6 |  |  |  | 0 | 0 | [12 empty] | admin | 2024-12-12 14:25 |  | NIHON KOHDEN | TEC-5631 | 23772 | WARD 6 |  |  | 1 | B | 1 |  | STAR MEDICAL SYSTEM (M) SDN BHD | STAR MEDICAL SYSTEM (M) SDN BHD | STOR 224601 | JAPAN |  | STAR MEDICAL SYSTEM (M) SDN BHD |  |  | 0 | 0 | 0 | 0 |  |  |  |  | 2024-05-20 | KPJ Ipoh Specialist Hospital | 2 | [12 empty] | 2025-11-01 | 2026-05-01 | bar: MAY; NOV
1233 | H07B101233 | 13215 | BEMS | B | - | ACT | C | H07 | BEMS | INFUSION PUMP | INFUSION PUMP | BA | WARD 6 | L03 | ISH/BE/02099 | 0 |  | 0 | HOSPITAL | 4300 | 0 | 0 | 0 | 0 | 0 | 0 | 0 | 0 | 0 | 0 | 2026-11-25 | 1900-01-01 | 0 | [8 empty] | WARD 6 |  |  |  | 0 | 0 | [12 empty] | admin | 2024-12-12 14:25 |  | MEDCAPTAIN | HP-60 | 6012405000434 | WARD 6 |  |  | 1 | B | 1 |  | ONEHEART MEDIC MEDIC SDN BHD | ONEHEART MEDIC MEDIC SDN BHD | STOR 232823 (FA) | CHINA |  | ONEHEART MEDIC SDN BHD |  |  | 0 | 0 | 0 | 0 |  |  |  |  | 2024-11-26 | KPJ Ipoh Specialist Hospital | 2 | [12 empty] | 2025-11-01 | 2026-05-01 | bar: MAY; NOV
111 | H07B100111 | 12068 | BEMS | B | - | ACT | C | H07 | BEMS | HYPER HYPOTHERMIA SYSTEM | HYPER HYPOTHERMIA SYSTEM | BA | ICU | L01 | ISH/BE/00895 | 0 |  | 0 | HOSPITAL | 36000 | 0 | 0 | 0 | 0 | 0 | 0 | 0 | 0 | 0 | 0 | 2011-09-01 | 1900-01-01 | 14 | [8 empty] | ICU |  |  |  | 0 | 0 | [12 empty] | admin | 2024-12-12 14:25 |  | CINCINNATI SUB ZERO | BLANKETROL II | 103-19971 | INTENSIVE CARE UNIT SERVICES |  |  | 1 | B | 1 |  | SUP100016 | INSAN BAKTI SDN BHD |  | USA |  | INSAN BAKTI SDN BHD |  |  | 0 | 0 | 0 | 0 |  |  |  |  | 2010-09-30 | KPJ Ipoh Specialist Hospital | 2 | [12 empty] | 2025-12-01 | 2026-06-01 | bar: JUN; DEC
112 | H07B100112 | 12068 | BEMS | B | - | ACT | C | H07 | BEMS | HYPER HYPOTHERMIA SYSTEM | HYPER HYPOTHERMIA SYSTEM | BA | ICU | L01 | ISH/BE/01020 | 0 |  | 0 | HOSPITAL | 38100 | 0 | 0 | 0 | 0 | 0 | 0 | 0 | 0 | 0 | 0 | 2012-11-01 | 1900-01-01 | 13 | [8 empty] | ICU |  |  |  | 0 | 0 | [12 empty] | admin | 2024-12-12 14:25 |  | CINCINNATI SUB ZERO | BLANKETROL II | 104-20073 | INTENSIVE CARE UNIT SERVICES |  |  | 1 | B | 1 |  | SUP100016 | INSAN BAKTI SDN BHD |  | USA |  | INSAN BAKTI SDN BHD |  |  | 0 | 0 | 0 | 0 |  |  |  |  | 2011-03-11 | KPJ Ipoh Specialist Hospital | 2 | [12 empty] | 2025-12-01 | 2026-06-01 | bar: JUN; DEC
181 | H07B100181 | 15709 | BEMS | B | - | ACT | C | H07 | BEMS | I-STAT | I-STAT | BA | HDU | L02 | ISH/BE/02019 | 0 |  | 0 | HOSPITAL | 44550 | 0 | 0 | 0 | 0 | 0 | 0 | 0 | 0 | 0 | 0 | 2025-06-05 | 1900-01-01 | 0 | [8 empty] | HDU |  |  |  | 0 | 0 | [12 empty] | admin | 2024-12-12 14:25 |  | ABBOTT | I-STAT ALINITY | 810419 | HIGH DEPENDENCY UNIT |  |  | 1 | B | 1 |  | TRANSMEDIC HEALTHCARE SDN BHD | TRANSMEDIC HEALTHCARE SDN BHD | STOR 220991 |  |  | TRANSMEDIC HEALTHCARE SDN BHD |  |  | 0 | 0 | 0 | 0 |  |  |  |  | 2024-06-06 | KPJ Ipoh Specialist Hospital | 2 | [12 empty] | 2025-12-01 | 2026-06-01 | bar: JUN; DEC
201 | H07B100201 | 12701 | BEMS | B | - | ACT | C | H07 | BEMS | DUOPAP | DUOPAP | BA | NICU | L01 | ISH/BE/01414 | 0 |  | 0 | HOSPITAL | 65000 | 0 | 0 | 0 | 0 | 0 | 0 | 0 | 0 | 0 | 0 | 2018-06-01 | 1900-01-01 | 8 | [8 empty] | NICU |  |  |  | 0 | 0 | [12 empty] | admin | 2024-12-12 14:25 |  | ACUTRONIC | 7250.N | AT21HD-0888 | NICU |  |  | 1 | B | 1 |  | SCHMIDT BIOMED TECH SDN BHD | SCHMIDT BIOMED TECH SDN BHD | STOR 130958(FA) | USA |  | SCHMIDT BIOMEDTECH SDN BHD |  |  | 0 | 0 | 0 | 0 |  |  |  |  | 2016-06-08 | KPJ Ipoh Specialist Hospital | 2 | [12 empty] | 2025-12-01 | 2026-06-01 | bar: JUN; DEC
202 | H07B100202 | 12701 | BEMS | B | - | ACT | C | H07 | BEMS | DUOPAP | DUOPAP | BA | NICU | L01 | ISH/BE/01415 | 0 |  | 0 | HOSPITAL | 65000 | 0 | 0 | 0 | 0 | 0 | 0 | 0 | 0 | 0 | 0 | 2018-06-01 | 1900-01-01 | 8 | [8 empty] | NICU |  |  |  | 0 | 0 | [12 empty] | admin | 2024-12-12 14:25 |  | ACUTRONIC | 7250.N | AT21HD-0910 | NICU |  |  | 1 | B | 1 |  | SCHMIDT BIOMED TECH SDN BHD | SCHMIDT BIOMED TECH SDN BHD | STOR 130958(FA) | USA |  | SCHMIDT BIOMEDTECH SDN BHD |  |  | 0 | 0 | 0 | 0 |  |  |  |  | 2016-06-08 | KPJ Ipoh Specialist Hospital | 2 | [12 empty] | 2025-12-01 | 2026-06-01 | bar: JUN; DEC
204 | H07B100204 | 15613 | BEMS | B | - | ACT | C | H07 | BEMS | VENTILATOR, NEONATAL | VENTILATOR, NEONATAL | BA | NICU | L01 | ISH/BE/01422 | 0 |  | 0 | HOSPITAL | 163500 | 0 | 0 | 0 | 0 | 0 | 0 | 0 | 0 | 0 | 0 | 2018-06-01 | 1900-01-01 | 8 | [8 empty] | NICU |  |  |  | 0 | 0 | [12 empty] | admin | 2024-12-12 14:25 |  | DRAGER | BABYLOG VN 500 | ASJD-0079 | NICU |  |  | 1 | B | 1 |  | GLOBAL HEALTHCARE LOGISTIC (M) SDN BHD | GLOBAL HEALTHCARE LOGISTIC (M) SDN BHD | STOR 130960(FA) | GERMANY |  | DREAGER MALAYSIA SDN BHD |  |  | 0 | 0 | 0 | 0 |  |  |  |  | 2016-06-23 | KPJ Ipoh Specialist Hospital | 2 | [12 empty] | 2025-12-01 | 2026-06-01 | bar: JUN; DEC
207 | H07B100207 | 12113 | BEMS | B | - | ACT | C | H07 | BEMS | OMNIBED | OMNIBED | BA | NICU | L01 | ISH/BE/01426 | 0 |  | 0 | HOSPITAL | 109500 | 0 | 0 | 0 | 0 | 0 | 0 | 0 | 0 | 0 | 0 | 2018-07-01 | 1900-01-01 | 8 | [8 empty] | NICU |  |  |  | 0 | 0 | [12 empty] | admin | 2024-12-12 14:25 |  | GE | GIRRAFE | HDGU67373 | NICU |  |  | 1 | B | 1 |  | GETZ HEALTHCARE (M) SDN BHD | GETZ HEALTHCARE (M) SDN BHD | STOR 130964(FA) | GERMANY |  | EXPERT HEALTHCARE SDN BHD |  |  | 0 | 0 | 0 | 0 |  |  |  |  | 2016-07-12 | KPJ Ipoh Specialist Hospital | 2 | [12 empty] | 2025-12-01 | 2026-06-01 | bar: JUN; DEC
275 | H07B100275 | 10540 | BEMS | B | - | ACT | N | H07 | BEMS | WARMING CABINET | WARMING CABINET | BA | OT | L01 | ISH/BE/01668 | 0 |  | 0 | HOSPITAL | 20000 | 0 | 0 | 0 | 0 | 0 | 0 | 0 | 0 | 0 | 0 | 2022-12-22 | 1900-01-01 | 2 | [8 empty] | OT |  |  |  | 0 | 0 | [12 empty] | admin | 2024-12-12 14:25 |  | SAHARA | B-300SS | 5511300/2112 | OPERATION THEATRE |  |  | 1 | B | 1 |  | SUP100004 | GEMILANG ASIA TECHNOLOGY SDN BHD |  | MALAYSIA |  | GEMILANG ASIA TECHNOLOGY SDN BHD |  |  | 0 | 0 | 0 | 0 |  |  |  |  | 2021-12-15 | KPJ Ipoh Specialist Hospital | 2 | [12 empty] | 2025-12-01 | 2026-06-01 | bar: JUN; DEC
284 | H07B100284 | 12647 | BEMS | B | - | ACT | C | H07 | BEMS | PATIENT MONITORING SYSTEM | PATIENT MONITORING SYSTEM | BA | OT | L01 | ISH/BE/00462 | 0 |  | 0 | HOSPITAL | 60000 | 0 | 0 | 0 | 0 | 0 | 0 | 0 | 0 | 0 | 0 |  | 1900-01-01 | 18 | [8 empty] | OT |  |  |  | 0 | 0 | [12 empty] | admin | 2024-12-12 14:25 |  | DATEX OHMEDA | S/5 | 6204060 | OPERATION THEATRE |  |  | 1 | B | 1 |  | SUP100016 | INSAN BAKTI SDN BHD |  | GERMANY |  | INSAN BAKTI SDN BHD |  |  | 0 | 0 | 0 | 0 |  |  |  |  | 2006-12-19 | KPJ Ipoh Specialist Hospital | 2 | [12 empty] | 2025-12-01 | 2026-06-01 | bar: JUN; DEC
285 | H07B100285 | 12647 | BEMS | B | - | ACT | C | H07 | BEMS | PATIENT MONITORING SYSTEM | PATIENT MONITORING SYSTEM | BA | OT | L01 | ISH/BE/00877 | 0 |  | 0 | HOSPITAL | 53000 | 0 | 0 | 0 | 0 | 0 | 0 | 0 | 0 | 0 | 0 | 2011-07-01 | 1900-01-01 | 14 | [8 empty] | OT |  |  |  | 0 | 0 | [12 empty] | admin | 2024-12-12 14:25 |  | DATEX OHMEDA | S/5 | 6638736 | OPERATION THEATRE |  |  | 1 | B | 1 |  | MEDITECH ADVANCE SDN BHD | MEDITECH ADVANCE SDN BHD |  | GERMANY |  | INSAN BAKTI SDN BHD |  |  | 0 | 0 | 0 | 0 |  |  |  |  | 2010-07-28 | KPJ Ipoh Specialist Hospital | 2 | [12 empty] | 2025-12-01 | 2026-06-01 | bar: JUN; DEC
286 | H07B100286 | 12647 | BEMS | B | - | ACT | C | H07 | BEMS | PATIENT MONITORING SYSTEM | PATIENT MONITORING SYSTEM | BA | OT | L01 | ISH/BE/01158 | 0 |  | 0 | HOSPITAL | 0 | 0 | 0 | 0 | 0 | 0 | 0 | 0 | 0 | 0 | 0 | 2016-03-01 | 1900-01-01 | 10 | [8 empty] | OT |  |  |  | 0 | 0 | [12 empty] | admin | 2024-12-12 14:25 |  | DATEX OHMEDA | CARESCAPE B650 | SEW14073494HA | OPERATION THEATRE |  |  | 1 | B | 1 |  | SUP100016 | INSAN BAKTI SDN BHD |  | GERMANY |  | INSAN BAKTI SDN BHD |  |  | 0 | 0 | 0 | 0 |  |  |  |  | 2014-04-07 | KPJ Ipoh Specialist Hospital | 2 | [12 empty] | 2025-12-01 | 2026-06-01 | bar: JUN; DEC
287 | H07B100287 | 12647 | BEMS | B | - | ACT | C | H07 | BEMS | PATIENT MONITORING SYSTEM | PATIENT MONITORING SYSTEM | BA | OT | L01 | ISH/BE/01257 | 0 |  | 0 | HOSPITAL | 0 | 0 | 0 | 0 | 0 | 0 | 0 | 0 | 0 | 0 | 0 | 2017-04-01 | 1900-01-01 | 9 | [8 empty] | OT |  |  |  | 0 | 0 | [12 empty] | admin | 2024-12-12 14:25 |  | GE DATEX OHMEDA | B650 | SEW14450184HA | OPERATION THEATRE |  |  | 1 | B | 1 |  | SUP100016 | INSAN BAKTI SDN BHD | STOR 122234 (FA) | GERMANY |  | INSAN BAKTI SDN BHD |  |  | 0 | 0 | 0 | 0 |  |  |  |  | 2015-04-23 | KPJ Ipoh Specialist Hospital | 2 | [12 empty] | 2025-12-01 | 2026-06-01 | bar: JUN; DEC
288 | H07B100288 | 12647 | BEMS | B | - | ACT | C | H07 | BEMS | PATIENT MONITORING SYSTEM | PATIENT MONITORING SYSTEM | BA | OT | L01 | ISH/BE/01504 | 0 |  | 0 | HOSPITAL | 79000 | 0 | 0 | 0 | 0 | 0 | 0 | 0 | 0 | 0 | 0 | 2018-12-01 | 1900-01-01 | 8 | [8 empty] | OT |  |  |  | 0 | 0 | [12 empty] | admin | 2024-12-12 14:25 |  | GE DATEX OHMEDA | B650 | SK415371084HA | OPERATION THEATRE |  |  | 1 | B | 1 |  | SUP100016 | INSAN BAKTI SDN BHD | STOR 138150 (FA) | GERMANY |  | INSAN BAKTI SDN BHD |  |  | 0 | 0 | 0 | 0 |  |  |  |  | 2016-12-29 | KPJ Ipoh Specialist Hospital | 2 | [12 empty] | 2025-12-01 | 2026-06-01 | bar: JUN; DEC
289 | H07B100289 | 12647 | BEMS | B | - | ACT | C | H07 | BEMS | PATIENT MONITORING SYSTEM | PATIENT MONITORING SYSTEM | BA | OT | L01 | ISH/BE/01602 | 0 |  | 0 | HOSPITAL | 0 | 0 | 0 | 0 | 0 | 0 | 0 | 0 | 0 | 0 | 0 | 2021-10-01 | 1900-01-01 | 5 | [8 empty] | OT |  |  |  | 0 | 0 | [12 empty] | admin | 2024-12-12 14:25 |  | GE | B651 | SCQ19350028HA | OPERATION THEATRE |  |  | 1 | B | 1 |  | SUP100016 | INSAN BAKTI SDN BHD | STOR174085 | GERMANY |  | INSAN BAKTI SDN BHD |  |  | 0 | 0 | 0 | 0 |  |  |  |  | 2019-01-10 | KPJ Ipoh Specialist Hospital | 2 | [12 empty] | 2025-12-01 | 2026-06-01 | bar: JUN; DEC
293 | H07B100293 | 10134 | BEMS | B | - | ACT | C | H07 | BEMS | ANEASTHESIA UNITS | ANEASTHESIA UNITS | BA | OT | L01 | ISH/BE/01024 | 0 |  | 0 | HOSPITAL | 170000 | 0 | 0 | 0 | 0 | 0 | 0 | 0 | 0 | 0 | 0 | 2012-11-01 | 1900-01-01 | 13 | [8 empty] | OT |  |  |  | 0 | 0 | [12 empty] | admin | 2024-12-12 14:25 |  | GE DATEX OHMEDA | AISYS | ANAQ01366 | OPERATION THEATRE |  |  | 1 | B | 1 |  | SUP100016 | INSAN BAKTI SDN BHD |  | GERMANY |  | INSAN BAKTI SDN BHD |  |  | 0 | 0 | 0 | 0 |  |  |  |  | 2011-11-23 | KPJ Ipoh Specialist Hospital | 2 | [12 empty] | 2025-12-01 | 2026-06-01 | bar: JUN; DEC
294 | H07B100294 | 10134 | BEMS | B | - | ACT | C | H07 | BEMS | ANEASTHESIA UNITS | ANEASTHESIA UNITS | BA | OT | L01 | ISH/BE/01156 | 0 |  | 0 | HOSPITAL | 238000 | 0 | 0 | 0 | 0 | 0 | 0 | 0 | 0 | 0 | 0 | 2016-03-01 | 1900-01-01 | 10 | [8 empty] | OT |  |  |  | 0 | 0 | [12 empty] | admin | 2024-12-12 14:25 |  | GE DATEX OHMEDA | AVANCE CS2 | APKT00291 | OPERATION THEATRE |  |  | 1 | B | 1 |  | SUP100016 | INSAN BAKTI SDN BHD | STOR 109923 (FA) | GERMANY |  | INSAN BAKTI SDN BHD |  |  | 0 | 0 | 0 | 0 |  |  |  |  | 2014-04-14 | KPJ Ipoh Specialist Hospital | 2 | [12 empty] | 2025-12-01 | 2026-06-01 | bar: JUN; DEC
295 | H07B100295 | 10134 | BEMS | B | - | ACT | C | H07 | BEMS | ANEASTHESIA UNITS | ANEASTHESIA UNITS | BA | OT | L01 | ISH/BE/01256 | 0 |  | 0 | HOSPITAL | 254000 | 0 | 0 | 0 | 0 | 0 | 0 | 0 | 0 | 0 | 0 | 2017-04-01 | 1900-01-01 | 9 | [8 empty] | OT |  |  |  | 0 | 0 | [12 empty] | admin | 2024-12-12 14:25 |  | GE DATEX OHMEDA | AISYS CS2 | APWT02977 | OPERATION THEATRE |  |  | 1 | B | 1 |  | SUP100016 | INSAN BAKTI SDN BHD | STOR 122234 (FA) | GERMANY |  | INSAN BAKTI SDN BHD |  |  | 0 | 0 | 0 | 0 |  |  |  |  | 2015-04-23 | KPJ Ipoh Specialist Hospital | 2 | [12 empty] | 2025-12-01 | 2026-06-01 | bar: JUN; DEC
296 | H07B100296 | 10134 | BEMS | B | - | ACT | C | H07 | BEMS | ANEASTHESIA UNITS | ANEASTHESIA UNITS | BA | OT | L01 | ISH/BE/01601 | 0 |  | 0 | HOSPITAL | 263000 | 0 | 0 | 0 | 0 | 0 | 0 | 0 | 0 | 0 | 0 | 2021-10-01 | 1900-01-01 | 5 | [8 empty] | OT |  |  |  | 0 | 0 | [12 empty] | admin | 2024-12-12 14:25 |  | GE DATEX OHMEDA | AISYS CS2 | APWY01953 | OPERATION THEATRE |  |  | 1 | B | 1 |  | SUP100016 | INSAN BAKTI SDN BHD | STOR174085 | GERMANY |  | INSAN BAKTI SDN BHD |  |  | 0 | 0 | 0 | 0 |  |  |  |  | 2019-01-10 | KPJ Ipoh Specialist Hospital | 2 | [12 empty] | 2025-12-01 | 2026-06-01 | bar: JUN; DEC
304 | H07B100304 | 11490 | BEMS | B | - | ACT | C | H07 | BEMS | ELECTROSURGICAL UNITS | ELECTROSURGICAL UNITS | BA | OT | L01 | ISH/BE/00486 | 0 |  | 0 | HOSPITAL | 45000 | 0 | 0 | 0 | 0 | 0 | 0 | 0 | 0 | 0 | 0 |  | 1900-01-01 | 22 | [8 empty] | OT |  |  |  | 0 | 0 | [12 empty] | admin | 2024-12-12 14:25 |  | VALLEYLAB | FORCE FX | FIG 18420A | OPERATION THEATRE |  |  | 1 | B | 1 |  | AVRO MEDICAL SDN.BHD | AVRO MEDICAL SDN.BHD |  | USA |  | MEDTRONIC MALAYSIA SDN BHD |  |  | 0 | 0 | 0 | 0 |  |  |  |  | 2002-05-14 | KPJ Ipoh Specialist Hospital | 2 | [12 empty] | 2025-12-01 | 2026-06-01 | bar: JUN; DEC
305 | H07B100305 | 11490 | BEMS | B | - | ACT | C | H07 | BEMS | ELECTROSURGICAL UNITS | ELECTROSURGICAL UNITS | BA | OT | L01 | ISH/BE/00487 | 0 |  | 0 | HOSPITAL | 45000 | 0 | 0 | 0 | 0 | 0 | 0 | 0 | 0 | 0 | 0 |  | 1900-01-01 | 22 | [8 empty] | OT |  |  |  | 0 | 0 | [12 empty] | admin | 2024-12-12 14:25 |  | VALLEYLAB | FORCE FX-8C | F4B30418A | OPERATION THEATRE |  |  | 1 | B | 1 |  | GOOD LABS MEDICAL SYSTEM | GOOD LABS MEDICAL SYSTEM |  | USA |  | MEDTRONIC MALAYSIA SDN BHD |  |  | 0 | 0 | 0 | 0 |  |  |  |  | 2002-05-14 | KPJ Ipoh Specialist Hospital | 2 | [12 empty] | 2025-12-01 | 2026-06-01 | bar: JUN; DEC
308 | H07B100308 | 11490 | BEMS | B | - | ACT | C | H07 | BEMS | ELECTROSURGICAL UNITS | ELECTROSURGICAL UNITS | BA | OT | L01 | ISH/BE/00490 | 0 |  | 0 | HOSPITAL | 45000 | 0 | 0 | 0 | 0 | 0 | 0 | 0 | 0 | 0 | 0 |  | 1900-01-01 | 16 | [8 empty] | OT |  |  |  | 0 | 0 | [12 empty] | admin | 2024-12-12 14:25 |  | VALLEYLAB | FORCE FX-8C | F8F61566A | OPERATION THEATRE |  |  | 1 | B | 1 |  | TYCO HEALTHCARE MEDICAL SUPPLIES SDN BHD | TYCO HEALTHCARE MEDICAL SUPPLIES SDN BHD |  | USA |  | MEDTRONIC MALAYSIA SDN BHD |  |  | 0 | 0 | 0 | 0 |  |  |  |  | 2008-10-10 | KPJ Ipoh Specialist Hospital | 2 | [12 empty] | 2025-12-01 | 2026-06-01 | bar: JUN; DEC
312 | H07B100312 | 11490 | BEMS | B | - | ACT | C | H07 | BEMS | ELECTROSURGICAL UNITS | ELECTROSURGICAL UNITS | BA | OT | L01 | ISH/BE/01216 | 0 |  | 0 | HOSPITAL | 39000 | 0 | 0 | 0 | 0 | 0 | 0 | 0 | 0 | 0 | 0 | 2017-01-01 | 1900-01-01 | 9 | [8 empty] | OT |  |  |  | 0 | 0 | [12 empty] | admin | 2024-12-12 14:25 |  | COVIDIEN LLC | TFORCEFX8CS | S4J15034AX | OPERATION THEATRE |  |  | 1 | B | 1 |  | COVIDEN SENDIRIAN BERHAD | COVIDEN SENDIRIAN BERHAD | STOR 119356(FA) | USA |  | MEDTRONIC MALAYSIA SDN BHD |  |  | 0 | 0 | 0 | 0 |  |  |  |  | 2015-01-21 | KPJ Ipoh Specialist Hospital | 2 | [12 empty] | 2025-12-01 | 2026-06-01 | bar: JUN; DEC
316 | H07B100316 | 11490 | BEMS | B | - | ACT | C | H07 | BEMS | ELECTROSURGICAL UNITS | ELECTROSURGICAL UNITS | BA | OT | L01 | ISH/BE/01590 | 0 |  | 0 | HOSPITAL | 84000 | 0 | 0 | 0 | 0 | 0 | 0 | 0 | 0 | 0 | 0 | 2021-04-01 | 1900-01-01 | 5 | [8 empty] | OT |  |  |  | 0 | 0 | [12 empty] | admin | 2024-12-12 14:25 |  | SUTTER | CURIS | BM17000604181550 | OPERATION THEATRE |  |  | 1 | B | 1 |  | EASMED SDN BHD | EASMED SDN BHD | STOR 166058 | GERMANY |  | EASMED SDN BHD |  |  | 0 | 0 | 0 | 0 |  |  |  |  | 2019-04-04 | KPJ Ipoh Specialist Hospital | 2 | [12 empty] | 2025-12-01 | 2026-06-01 | bar: JUN; DEC
318 | H07B100318 | 11490 | BEMS | B | - | ACT | C | H07 | BEMS | ELECTROSURGICAL UNITS | ELECTROSURGICAL UNITS | BA | OT | L01 | ISH/BE/00687 | 0 |  | 0 | HOSPITAL | 35000 | 0 | 0 | 0 | 0 | 0 | 0 | 0 | 0 | 0 | 0 | 2010-06-01 | 1900-01-01 | 15 | [8 empty] | OT |  |  |  | 0 | 0 | [12 empty] | admin | 2024-12-12 14:25 |  | VALLEYLAB | FORCE FX-8C | F8L62836A | OPERATION THEATRE |  |  | 1 | B | 1 |  | TYCO HEALTHCARE MEDICAL SUPPLIES SDN BHD | TYCO HEALTHCARE MEDICAL SUPPLIES SDN BHD |  | USA |  | MEDTRONIC MALAYSIA SDN BHD |  |  | 0 | 0 | 0 | 0 |  |  |  |  | 2009-02-06 | KPJ Ipoh Specialist Hospital | 2 | [12 empty] | 2025-12-01 | 2026-06-01 | bar: JUN; DEC
328 | H07B100328 | - | BEMS | B | - | ACT | C | H07 | BEMS | AUTOCLAVE | AUTOCLAVE | BA | OT CSSD | L01 | ISH/BE/00503 | 0 |  | 0 | HOSPITAL | 300000 | 0 | 0 | 0 | 0 | 0 | 0 | 0 | 0 | 0 | 0 |  | 1900-01-01 | 25 | [8 empty] | OT CSSD |  |  |  | 0 | 0 | [12 empty] | admin | 2024-12-12 14:25 |  | STERRAD | 100S | 10100963219 |  |  |  | 1 | B | 1 |  | JOHNSON&JOHNSON (M) SDN BHD | JOHNSON&JOHNSON (M) SDN BHD |  | USA |  | RAPHA MEDICAL SDN BHD |  |  | 0 | 0 | 0 | 0 |  |  |  |  | 1999-01-01 | KPJ Ipoh Specialist Hospital | 2 | [12 empty] | 2025-12-01 | 2026-06-01 | bar: JUN; DEC
393 | H07B100393 | 11758 | BEMS | B | - | ACT | C | H07 | BEMS | SURGICAL MOBILE C-ARM | SURGICAL MOBILE C-ARM | BA | OT | L01 | ISH/BE/01641 | 0 |  | 0 | HOSPITAL | 363000 | 0 | 0 | 0 | 0 | 0 | 0 | 0 | 0 | 0 | 0 | 2023-02-01 | 1900-01-01 | 3 | [8 empty] | OT |  |  |  | 0 | 0 | [12 empty] | admin | 2024-12-12 14:25 |  | SIEMENS | CIOS CONNECT | 21532 | OPERATION THEATRE |  |  | 1 | B | 1 |  | SIEMENS (M) SDN BHD | SIEMENS (M) SDN BHD |  | GERMANY |  | SIEMENS HEALTHCARE SDN BHD |  |  | 0 | 0 | 0 | 0 |  |  |  |  | 2021-05-02 | KPJ Ipoh Specialist Hospital | 2 | [12 empty] | 2025-12-01 | 2026-06-01 | bar: JUN; DEC
407 | H07B100407 | 13360 | BEMS | B | - | ACT | C | H07 | BEMS | RESUSCITAITORS | RESUSCITAITORS | BA | OT | L01 | ISH/BE/01084 | 0 |  | 0 | HOSPITAL | 29000 | 0 | 0 | 0 | 0 | 0 | 0 | 0 | 0 | 0 | 0 | 2014-04-01 | 1900-01-01 | 11 | [8 empty] | OT |  |  |  | 0 | 0 | [12 empty] | admin | 2024-12-12 14:25 |  | DRAGER | RESUSCITAIRE RW 82 | GU06085 | OPERATION THEATRE |  |  | 1 | B | 1 |  | DRAGER MEDICAL S.E.A. PTE LTD | DRAGER MEDICAL S.E.A. PTE LTD | STOR 102769 | GERMANY |  | DREAGER MEDICAL S.E.A PTE LTD |  |  | 0 | 0 | 0 | 0 |  |  |  |  | 2013-04-23 | KPJ Ipoh Specialist Hospital | 2 | [12 empty] | 2025-12-01 | 2026-06-01 | bar: JUN; DEC
417 | H07B100417 | - | BEMS | B | - | ACT | C | H07 | BEMS | AUTOCLAVE | AUTOCLAVE | BA | OT CSSD | L01 | ISH/BE/01509 | 0 |  | 0 | HOSPITAL | 350000 | 0 | 0 | 0 | 0 | 0 | 0 | 0 | 0 | 0 | 0 | 2020-02-01 | 1900-01-01 | 7 | [8 empty] | OT CSSD |  |  |  | 0 | 0 | [12 empty] | admin | 2024-12-12 14:25 |  | STERRAD | 100NX | 1043160460 |  |  |  | 1 | B | 1 |  | JOHNSON&JOHNSON (M) SDN BHD | JOHNSON&JOHNSON (M) SDN BHD | STOR 138147 (FA) | USA |  | RAPHA MEDICAL SDN BHD |  |  | 0 | 0 | 0 | 0 |  |  |  |  | 2017-02-06 | KPJ Ipoh Specialist Hospital | 2 | [12 empty] | 2025-12-01 | 2026-06-01 | bar: JUN; DEC
430 | H07B100430 | 12647 | BEMS | B | - | ACT | C | H07 | BEMS | PATIENT MONITOR | PATIENT MONITOR | BA | OT | L01 | ISH/BE/01742 | 0 |  | 0 | HOSPITAL | 14000 | 0 | 0 | 0 | 0 | 0 | 0 | 0 | 0 | 0 | 0 | 2025-12-01 | 1900-01-01 | 2 | [8 empty] | OT |  |  |  | 0 | 0 | [12 empty] | admin | 2024-12-12 14:25 |  | MINDRAY | M1K7B-CTO-S01 (UMEC15) | KR-1A006814 | OPERATION THEATRE |  |  | 1 | B | 1 |  | SCHMIDT BIOMED TECH SDN BHD | SCHMIDT BIOMED TECH SDN BHD | STOR 207470 | CHINA |  | SCHMIDT BIOMEDTECH SDN BHD |  |  | 0 | 0 | 0 | 0 |  |  |  |  | 2022-12-22 | KPJ Ipoh Specialist Hospital | 2 | [12 empty] | 2025-12-01 | 2026-06-01 | bar: JUN; DEC
431 | H07B100431 | 12647 | BEMS | B | - | ACT | C | H07 | BEMS | PATIENT MONITOR | PATIENT MONITOR | BA | OT | L01 | ISH/BE/01743 | 0 |  | 0 | HOSPITAL | 14000 | 0 | 0 | 0 | 0 | 0 | 0 | 0 | 0 | 0 | 0 | 2025-12-01 | 1900-01-01 | 2 | [8 empty] | OT |  |  |  | 0 | 0 | [12 empty] | admin | 2024-12-12 14:25 |  | MINDRAY | M1K7B-CTO-S01 (UMEC15) | KR-1A006815 | OPERATION THEATRE |  |  | 1 | B | 1 |  | SCHMIDT BIOMED TECH SDN BHD | SCHMIDT BIOMED TECH SDN BHD | STOR 208156 | CHINA |  | SCHMIDT BIOMEDTECH SDN BHD |  |  | 0 | 0 | 0 | 0 |  |  |  |  | 2022-12-22 | KPJ Ipoh Specialist Hospital | 2 | [12 empty] | 2025-12-01 | 2026-06-01 | bar: JUN; DEC
432 | H07B100432 | 12647 | BEMS | B | - | ACT | C | H07 | BEMS | PATIENT MONITOR | PATIENT MONITOR | BA | OT | L01 | ISH/BE/01744 | 0 |  | 0 | HOSPITAL | 14000 | 0 | 0 | 0 | 0 | 0 | 0 | 0 | 0 | 0 | 0 | 2025-12-01 | 1900-01-01 | 2 | [8 empty] | OT |  |  |  | 0 | 0 | [12 empty] | admin | 2024-12-12 14:25 |  | MINDRAY | M1K7B-CTO-S01 (UMEC15) | KR-1A006816 | OPERATION THEATRE |  |  | 1 | B | 1 |  | SCHMIDT BIOMED TECH SDN BHD | SCHMIDT BIOMED TECH SDN BHD | STOR 208305 | CHINA |  | SCHMIDT BIOMEDTECH SDN BHD |  |  | 0 | 0 | 0 | 0 |  |  |  |  | 2022-12-22 | KPJ Ipoh Specialist Hospital | 2 | [12 empty] | 2025-12-01 | 2026-06-01 | bar: JUN; DEC
446 | H07B100446 | 14074 | BEMS | B | - | ACT | C | H07 | BEMS | AUTOMATIC TOURNIQUET | AUTOMATIC TOURNIQUET | BA | OT | L01 | ISH/BE/01872 | 0 |  | 0 | HOSPITAL | 48000 | 0 | 0 | 0 | 0 | 0 | 0 | 0 | 0 | 0 | 0 |  | 1900-01-01 | 1 | [8 empty] | OT |  |  |  | 0 | 0 | [12 empty] | admin | 2024-12-12 14:25 |  | ZIMMER | ATS 4000 | 402303070016 | OPERATION THEATRE |  |  | 1 | B | 1 |  | ZIMMER MEDICAL (MALAYSIA) SDN BHD | ZIMMER MEDICAL (MALAYSIA) SDN BHD | STOR213248 | USA |  | ZIMMER MEDICAL (MALAYSIA) SDN BHD |  |  | 0 | 0 | 0 | 0 |  |  |  |  | 2023-06-23 | KPJ Ipoh Specialist Hospital | 2 | [12 empty] | 2025-12-01 | 2026-06-01 | bar: JUN; DEC
451 | H07B100451 | 12647 | BEMS | B | - | ACT | C | H07 | BEMS | PATIENT MONITORING SYSTEM | PATIENT MONITORING SYSTEM | BA | OT | L01 | ISH/BE/01883 | 0 |  | 0 | HOSPITAL | 64081.27 | 0 | 0 | 0 | 0 | 0 | 0 | 0 | 0 | 0 | 0 | 2025-06-07 | 1900-01-01 | 1 | [8 empty] | OT |  |  |  | 0 | 0 | [12 empty] | admin | 2024-12-12 14:25 |  | GE DATEX OHMEDA | B650 | STF23090002HA | OPERATION THEATRE |  |  | 1 | B | 1 |  | SUP100016 | INSAN BAKTI SDN BHD | STOR 208540 | GERMANY |  | INSAN BAKTI SDN BHD |  |  | 0 | 0 | 0 | 0 |  |  |  |  | 2023-07-07 | KPJ Ipoh Specialist Hospital | 2 | [12 empty] | 2025-12-01 | 2026-06-01 | bar: JUN; DEC
452 | H07B100452 | 12647 | BEMS | B | - | ACT | C | H07 | BEMS | PATIENT MONITORING SYSTEM | PATIENT MONITORING SYSTEM | BA | OT | L01 | ISH/BE/01884 | 0 |  | 0 | HOSPITAL | 64081.27 | 0 | 0 | 0 | 0 | 0 | 0 | 0 | 0 | 0 | 0 |  | 1900-01-01 | 1 | [8 empty] | OT |  |  |  | 0 | 0 | [12 empty] | admin | 2024-12-12 14:25 |  | GE DATEX OHMEDA | B650 | STF23090006HA | OPERATION THEATRE |  |  | 1 | B | 1 |  | SUP100016 | INSAN BAKTI SDN BHD | STOR 208540 | GERMANY |  | INSAN BAKTI SDN BHD |  |  | 0 | 0 | 0 | 0 |  |  |  |  | 2023-07-07 | KPJ Ipoh Specialist Hospital | 2 | [12 empty] | 2025-12-01 | 2026-06-01 | bar: JUN; DEC
453 | H07B100453 | 12647 | BEMS | B | - | ACT | C | H07 | BEMS | PATIENT MONITORING SYSTEM | PATIENT MONITORING SYSTEM | BA | OT | L01 | ISH/BE/01885 | 0 |  | 0 | HOSPITAL | 63240 | 0 | 0 | 0 | 0 | 0 | 0 | 0 | 0 | 0 | 0 | 2026-06-07 | 1900-01-01 | 1 | [8 empty] | OT |  |  |  | 0 | 0 | [12 empty] | admin | 2024-12-12 14:25 |  | GE DATEX OHMEDA | B650 | STF23090004HA | OPERATION THEATRE |  |  | 1 | B | 1 |  | SUP100016 | INSAN BAKTI SDN BHD | STOR 211264 | GERMANY |  | INSAN BAKTI SDN BHD |  |  | 0 | 0 | 0 | 0 |  |  |  |  | 2023-07-07 | KPJ Ipoh Specialist Hospital | 2 | [12 empty] | 2025-12-01 | 2026-06-01 | bar: JUN; DEC
497 | H07B100497 | 13931 | BEMS | B | - | ACT | C | H07 | BEMS | SYRINGE PUMP TCI | SYRINGE PUMP TCI | BA | OT | L01 | ISH/BE/02023 | 0 |  | 0 | HOSPITAL | 11000 | 0 | 0 | 0 | 0 | 0 | 0 | 0 | 0 | 0 | 0 | 2026-06-20 | 1900-01-01 | 0 | [8 empty] | OT |  |  |  | 0 | 0 | [12 empty] | admin | 2024-12-12 14:25 |  | MEDCAPTAIN | HP TCI | 6002404000576 | OPERATION THEATRE |  |  | 1 | B | 1 |  | ONEHEART MEDIC SDN BHD | ONEHEART MEDIC SDN BHD | STOR 223449 | CHINA |  | ONEHEART MEDIC SDN BHD |  |  | 0 | 0 | 0 | 0 |  |  |  |  | 2024-06-21 | KPJ Ipoh Specialist Hospital | 2 | [12 empty] | 2025-12-01 | 2026-06-01 | bar: JUN; DEC
498 | H07B100498 | 13931 | BEMS | B | - | ACT | C | H07 | BEMS | SYRINGE PUMP TCI | SYRINGE PUMP TCI | BA | OT | L01 | ISH/BE/02024 | 0 |  | 0 | HOSPITAL | 11000 | 0 | 0 | 0 | 0 | 0 | 0 | 0 | 0 | 0 | 0 | 2026-06-20 | 1900-01-01 | 0 | [8 empty] | OT |  |  |  | 0 | 0 | [12 empty] | admin | 2024-12-12 14:25 |  | MEDCAPTAIN | HP TCI | 6002404000577 | OPERATION THEATRE |  |  | 1 | B | 1 |  | ONEHEART MEDIC SDN BHD | ONEHEART MEDIC SDN BHD | STOR 223449 | CHINA |  | ONEHEART MEDIC SDN BHD |  |  | 0 | 0 | 0 | 0 |  |  |  |  | 2024-06-21 | KPJ Ipoh Specialist Hospital | 2 | [12 empty] | 2025-12-01 | 2026-06-01 | bar: JUN; DEC
499 | H07B100499 | 13961 | BEMS | B | - | ACT | C | H07 | BEMS | OPERATING TABLE | OPERATING TABLE | BA | OT | L01 | ISH/BE/02027 | 0 |  | 0 | HOSPITAL | 251000 | 0 | 0 | 0 | 0 | 0 | 0 | 0 | 0 | 0 | 0 | 2028-06-27 | 1900-01-01 | 0 | [8 empty] | OT |  |  |  | 0 | 0 | [12 empty] | admin | 2024-12-12 14:25 |  | STERIS | CMAX3 | 22657 | OPERATION THEATRE |  |  | 1 | B | 1 |  | STERIS(M) SDN BHD | STERIS(M) SDN BHD | STOR 221085 |  |  | STERIS(M) SDN BHD |  |  | 0 | 0 | 0 | 0 |  |  |  |  | 2024-06-28 | KPJ Ipoh Specialist Hospital | 2 | [12 empty] | 2025-12-01 | 2026-06-01 | bar: JUN; DEC
537 | H07B100537 | 17203 | BEMS | B | - | ACT | C | H07 | BEMS | ULTRASOUND SYSTEM | ULTRASOUND SYSTEM | BA | A&E | GF | ISH/BE/01747 | 0 |  | 0 | HOSPITAL | 200000 | 0 | 0 | 0 | 0 | 0 | 0 | 0 | 0 | 0 | 0 |  | 1900-01-01 | 2 | [8 empty] | A&E |  |  |  | 0 | 0 | [12 empty] | admin | 2024-12-12 14:25 |  | GE | GE VIVID T8 V204 | 6094193WX0 | ACCIDENT & EMERGENCY SERVICES |  |  | 1 | B | 1 |  | I MEDIC IMAGING SDN BHD | I MEDIC IMAGING SDN BHD | STOR208095 | GERMANY |  | I MEDIC IMAGING SDN BHD |  |  | 0 | 0 | 0 | 0 |  |  |  |  | 2022-12-27 | KPJ Ipoh Specialist Hospital | 2 | [12 empty] | 2025-12-01 | 2026-06-01 | bar: JUN; DEC
542 | H07B100542 | 13360 | BEMS | B | - | ACT | C | H07 | BEMS | RESUSCITAITORS | RESUSCITAITORS | BA | A&E | GF | ISH/BE/01039 | 0 |  | 0 | HOSPITAL | 29000 | 0 | 0 | 0 | 0 | 0 | 0 | 0 | 0 | 0 | 0 | 2013-02-01 | 1900-01-01 | 12 | [8 empty] | A&E |  |  |  | 0 | 0 | [12 empty] | admin | 2024-12-12 14:25 |  | DRAGER | RESUSCITAIRE | CG05251 | ACCIDENT & EMERGENCY SERVICES |  |  | 1 | B | 1 |  | BEAU CONSORTIUM SDN BHD | BEAU CONSORTIUM SDN BHD | STOR 91940 (FA) | GERMANY |  | DREAGER MALAYSIA SDN BHD |  |  | 0 | 0 | 0 | 0 |  |  |  |  | 2012-12-02 | KPJ Ipoh Specialist Hospital | 2 | [12 empty] | 2025-12-01 | 2026-06-01 | bar: JUN; DEC
549 | H07B100549 | 12647 | BEMS | B | - | ACT | C | H07 | BEMS | PATIENT MONITORING SYSTEM | PATIENT MONITORING SYSTEM | BA | A&E | GF | ISH/BE/01957 | 0 |  | 0 | HOSPITAL | 64000 | 0 | 0 | 0 | 0 | 0 | 0 | 0 | 0 | 0 | 0 | 2025-03-12 | 1900-01-01 | 1 | [8 empty] | A&E |  |  |  | 0 | 0 | [12 empty] | admin | 2024-12-12 14:25 |  | NIHON KOHDEN | LIFESCOPE G5 CSM-1502K/BSM-1763 | 07612/11731 | ACCIDENT & EMERGENCY SERVICES |  |  | 1 | B | 1 |  | STAR MEDICAL SYSTEM (M) SDN BHD | STAR MEDICAL SYSTEM (M) SDN BHD | STOR217984 | JAPAN |  | STAR MEDICAL SYSTEM (M) SDN BHD |  |  | 0 | 0 | 0 | 0 |  |  |  |  | 2023-04-12 | KPJ Ipoh Specialist Hospital | 2 | [12 empty] | 2025-12-01 | 2026-06-01 | bar: JUN; DEC
550 | H07B100550 | 12647 | BEMS | B | - | ACT | C | H07 | BEMS | PATIENT MONITORING SYSTEM | PATIENT MONITORING SYSTEM | BA | A&E | GF | ISH/BE/01958 | 0 |  | 0 | HOSPITAL | 64000 | 0 | 0 | 0 | 0 | 0 | 0 | 0 | 0 | 0 | 0 | 2025-03-12 | 1900-01-01 | 1 | [8 empty] | A&E |  |  |  | 0 | 0 | [12 empty] | admin | 2024-12-12 14:25 |  | NIHON KOHDEN | LIFESCOPE G5 CSM-1502K/BSM-1763 | 07613/11730 | ACCIDENT & EMERGENCY SERVICES |  |  | 1 | B | 1 |  | STAR MEDICAL SYSTEM (M) SDN BHD | STAR MEDICAL SYSTEM (M) SDN BHD | STOR217984 | JAPAN |  | STAR MEDICAL SYSTEM (M) SDN BHD |  |  | 0 | 0 | 0 | 0 |  |  |  |  | 2023-04-12 | KPJ Ipoh Specialist Hospital | 2 | [12 empty] | 2025-12-01 | 2026-06-01 | bar: JUN; DEC
292 | H07B100292 | 10134 | BEMS | B | - | CDM | C | H07 | BEMS | ANEASTHESIA UNITS | ANEASTHESIA UNITS | BA | CATHLAB | L01 | ISH/BE/00835 | 0 |  | 0 | HOSPITAL | 120000 | 0 | 0 | 0 | 0 | 0 | 0 | 0 | 0 | 0 | 0 | 2011-07-01 | 1900-01-01 | 14 | [8 empty] | OT |  |  |  | 0 | 0 | [12 empty] | admin | 2024-12-12 14:25 |  | DATEX OHMEDA | AESTIVA / 5 | AMRP 00894 | OPERATION THEATRE |  |  | 1 | B | 1 |  | MEDITECH ADVANCE SDN BHD | MEDITECH ADVANCE SDN BHD |  | GERMANY |  | INSAN BAKTI SDN BHD |  |  | 0 | 0 | 0 | 0 |  |  |  |  | 2010-07-13 | KPJ Ipoh Specialist Hospital | 2 | [12 empty] | 2025-12-01 | 2026-06-01 | bar: JUN; DEC
564 | H07B100564 | 12647 | BEMS | B | - | ACT | C | H07 | BEMS | PATIENT MONITORING SYSTEM | PATIENT MONITORING SYSTEM | BA | CATHLAB | GF | ISH/BE/00951 | 0 |  | 0 | HOSPITAL | 81147.54 | 0 | 0 | 0 | 0 | 0 | 0 | 0 | 0 | 0 | 0 | 2012-03-01 | 1900-01-01 | 13 | [8 empty] | CATHLAB |  |  |  | 0 | 0 | [12 empty] | admin | 2024-12-12 14:25 |  | DATEX OHMEDA | S/5 | 6682980 | CATHETERIZATION LABORATORY |  |  | 1 | B | 1 |  | MEDITECH ADVANCE SDN BHD | MEDITECH ADVANCE SDN BHD |  | GERMANY |  | INSAN BAKTI SDN BHD |  |  | 0 | 0 | 0 | 0 |  |  |  |  | 2011-08-03 | KPJ Ipoh Specialist Hospital | 2 | [12 empty] | 2025-12-01 | 2026-06-01 | bar: JUN; DEC
567 | H07B100567 | 16560 | BEMS | B | - | ACT | C | H07 | BEMS | ANGIOGRAPHY WITH HEMODYNAMICS & IVUS | ANGIOGRAPHY WITH HEMODYNAMICS & IVUS | BA | CATHLAB | GF | ISH/BE/01750 | 0 |  | 0 | HOSPITAL | 3417710 | 0 | 0 | 0 | 0 | 0 | 0 | 0 | 0 | 0 | 0 | 2024-12-27 | 1900-01-01 | 2 | [8 empty] | CATHLAB |  |  |  | 0 | 0 | [12 empty] | admin | 2024-12-12 14:25 |  | PHILIPS | AZURION 7 C12 | 612 | CATHETERIZATION LABORATORY |  |  | 1 | B | 1 |  | LAC MEDICAL SUPPLIES SDN BHD | LAC MEDICAL SUPPLIES SDN BHD | STOR 205056 | NETHERLANDS |  | LAC MEDICAL SUPPLIES SDN BHD |  |  | 0 | 0 | 0 | 0 |  |  |  |  | 2022-12-28 | KPJ Ipoh Specialist Hospital | 2 | [12 empty] | 2025-12-01 | 2026-06-01 | bar: JUN; DEC
569 | H07B100569 | 10414 | BEMS | B | - | ACT | C | H07 | BEMS | WARMING SYSTEM | WARMING SYSTEM | BA | CATHLAB | GF | ISH/BE/01874 | 0 |  | 0 | HOSPITAL | 10500 | 0 | 0 | 0 | 0 | 0 | 0 | 0 | 0 | 0 | 0 |  | 1900-01-01 | 1 | [8 empty] | CATHLAB |  |  |  | 0 | 0 | [12 empty] | admin | 2024-12-12 14:25 |  | GENTHERM | WARM AIR | 224-13519489 | CATHETERIZATION LABORATORY |  |  | 1 | B | 1 |  | SUP100016 | INSAN BAKTI SDN BHD | STOR213563 | USA |  | INSAN BAKTI SDN BHD |  |  | 0 | 0 | 0 | 0 |  |  |  |  | 2023-06-23 | KPJ Ipoh Specialist Hospital | 2 | [12 empty] | 2025-12-01 | 2026-06-01 | bar: JUN; DEC
576 | H07B100576 | 11490 | BEMS | B | - | ACT | C | H07 | BEMS | ELECTROSURGICAL UNITS | ELECTROSURGICAL UNITS | BA | CAOT | L01 | ISH/BE/00616 | 0 |  | 0 | HOSPITAL | 35000 | 0 | 0 | 0 | 0 | 0 | 0 | 0 | 0 | 0 | 0 |  | 1900-01-01 | 16 | [8 empty] | CAOT |  |  |  | 0 | 0 | [12 empty] | admin | 2024-12-12 14:25 |  | VALLEYLAB | FORCE FX-8C | F8F 61660A |  |  |  | 1 | B | 1 |  | TYCO HEALTHCARE MEDICAL SUPPLIES SDN BHD | TYCO HEALTHCARE MEDICAL SUPPLIES SDN BHD |  | USA |  | MEDTRONIC MALAYSIA SDN BHD |  |  | 0 | 0 | 0 | 0 |  |  |  |  | 2008-10-10 | KPJ Ipoh Specialist Hospital | 2 | [12 empty] | 2025-12-01 | 2026-06-01 | bar: JUN; DEC
602 | H07B100602 | 17116 | BEMS | B | - | ACT | C | H07 | BEMS | DEFIBRILLATORS | DEFIBRILLATORS | BB | CAOT | L01 | ISH/BE/01674 | 0 |  | 0 | HOSPITAL | 19400 | 0 | 0 | 0 | 0 | 0 | 0 | 0 | 0 | 0 | 0 | 2022-09-01 | 1900-01-01 | 3 | [8 empty] | CAOT |  |  |  | 0 | 0 | [12 empty] | admin | 2024-12-12 14:25 |  | PHILIPS | EFICIA DFM100 | CN32657625 |  |  |  | 1 | B | 1 |  | UWC HEALTHCARE SDN BHD | UWC HEALTHCARE SDN BHD |  | CHINA |  | UWC HEALTHACRE SDN BHD |  |  | 0 | 0 | 0 | 0 |  |  |  |  | 2021-09-06 | KPJ Ipoh Specialist Hospital | 2 | [12 empty] | 2025-12-01 | 2026-06-01 | bar: JUN; DEC
749 | H07B100749 | - | BEMS | B | - | ACT | C | H07 | BEMS | X-RAY FILM PROCESSOR | X-RAY FILM PROCESSOR | BA | DIAGNOSTIC IMAGING | L01 | ISH/BE/00732 | 0 |  | 0 | HOSPITAL | 0 | 0 | 0 | 0 | 0 | 0 | 0 | 0 | 0 | 0 | 0 | 2011-01-01 | 1900-01-01 | 14 | [8 empty] | DIAGNOSTIC IMAGING |  |  |  | 0 | 0 | [12 empty] | admin | 2024-12-12 14:25 |  | KONICA MINOLTA | DRYPRO 873 | 0993-0319 |  |  |  | 1 | B | 1 |  | TECHNOLOGY MEDICAL ASSOCIATES SDN BHD | TECHNOLOGY MEDICAL ASSOCIATES SDN BHD | STOR 77924 | JAPAN |  | TECHNOLOGY MEDICAL ASSOCIATES SDN BHD |  |  | 0 | 0 | 0 | 0 |  |  |  |  | 2010-05-01 | KPJ Ipoh Specialist Hospital | 2 | [12 empty] | 2025-12-01 | 2026-06-01 | bar: JUN; DEC
750 | H07B100750 | 17904 | BEMS | B | - | ACT | C | H07 | BEMS | COMPUTED RADIOGRAPHIC | COMPUTED RADIOGRAPHIC | BA | DIAGNOSTIC IMAGING | L01 | ISH/BE/00733 | 0 |  | 0 | HOSPITAL | 300000 | 0 | 0 | 0 | 0 | 0 | 0 | 0 | 0 | 0 | 0 | 2011-01-01 | 1900-01-01 | 14 | [8 empty] | DIAGNOSTIC IMAGING |  |  |  | 0 | 0 | [12 empty] | admin | 2024-12-12 14:25 |  | KONICA MINOLTA | REGIUS 190 | 0676-5942 |  |  |  | 1 | B | 1 |  | TECHNOLOGY MEDICAL ASSOCIATES SDN BHD | TECHNOLOGY MEDICAL ASSOCIATES SDN BHD | STOR 77924 | JAPAN |  | TECHNOLOGY MEDICAL ASSOCIATES SDN BHD |  |  | 0 | 0 | 0 | 0 |  |  |  |  | 2010-05-01 | KPJ Ipoh Specialist Hospital | 2 | [12 empty] | 2025-12-01 | 2026-06-01 | bar: JUN; DEC
751 | H07B100751 | 17904 | BEMS | B | - | ACT | C | H07 | BEMS | COMPUTED RADIOGRAPHIC | COMPUTED RADIOGRAPHIC | BA | DIAGNOSTIC IMAGING | L01 | ISH/BE/00734 | 0 |  | 0 | HOSPITAL | 0 | 0 | 0 | 0 | 0 | 0 | 0 | 0 | 0 | 0 | 0 | 2011-01-01 | 1900-01-01 | 14 | [8 empty] | DIAGNOSTIC IMAGING |  |  |  | 0 | 0 | [12 empty] | admin | 2024-12-12 14:25 |  | KONICA MINOLTA | REGIUS 190 | 0676-5807 |  |  |  | 1 | B | 1 |  | TECHNOLOGY MEDICAL ASSOCIATES SDN BHD | TECHNOLOGY MEDICAL ASSOCIATES SDN BHD | STOR 77924 | JAPAN |  | TECHNOLOGY MEDICAL ASSOCIATES SDN BHD |  |  | 0 | 0 | 0 | 0 |  |  |  |  | 2010-05-01 | KPJ Ipoh Specialist Hospital | 2 | [12 empty] | 2025-12-01 | 2026-06-01 | bar: JUN; DEC
752 | H07B100752 | 16548 | BEMS | B | - | ACT | C | H07 | BEMS | BONE DENSITOMETER | BONE DENSITOMETER | BA | DIAGNOSTIC IMAGING | L01 | ISH/BE/00896 | 0 |  | 0 | HOSPITAL | 300000 | 0 | 0 | 0 | 0 | 0 | 0 | 0 | 0 | 0 | 0 | 2011-10-01 | 1900-01-01 | 14 | [8 empty] | DIAGNOSTIC IMAGING |  |  |  | 0 | 0 | [12 empty] | admin | 2024-12-12 14:25 |  | HOLOGIC | DISCOVERY Wi | 84749 |  |  |  | 1 | B | 1 |  | TECHNOLOGY MEDICAL ASSOCIATES SDN BHD | TECHNOLOGY MEDICAL ASSOCIATES SDN BHD | STOR 79274 | GERMANY |  | INTEGRATED MEDICAL SYSTEM SDN BHD |  |  | 0 | 0 | 0 | 0 |  |  |  |  | 2010-08-10 | KPJ Ipoh Specialist Hospital | 2 | [12 empty] | 2025-12-01 | 2026-06-01 | bar: JUN; DEC
758 | H07B100758 | - | BEMS | B | - | ACT | C | H07 | BEMS | FLUOROSCOPY | FLUOROSCOPY | BA | DIAGNOSTIC IMAGING | L01 | ISH/BE/01563 | 0 |  | 0 | HOSPITAL | 760000 | 0 | 0 | 0 | 0 | 0 | 0 | 0 | 0 | 0 | 0 | 2020-01-01 | 1900-01-01 | 6 | [8 empty] | DIAGNOSTIC IMAGING |  |  |  | 0 | 0 | [12 empty] | admin | 2024-12-12 14:25 |  | SHIMADZU | FLEXAVISION SERIES | MPEA6247A001 |  |  |  | 1 | B | 1 |  | SHIMADZU (ASI PACIFIC) PTE.LTD | SHIMADZU (ASI PACIFIC) PTE.LTD | STOR 147861 (FA) | JAPAN |  | SHIMADZU (ASI PACIFIC) PTE.LTD |  |  | 0 | 0 | 0 | 0 |  |  |  |  | 2018-01-10 | KPJ Ipoh Specialist Hospital | 2 | [12 empty] | 2025-12-01 | 2026-06-01 | bar: JUN; DEC
780 | H07B100780 | 12636 | BEMS | B | - | ACT | C | H07 | BEMS | VITAL SIGN MONITOR | VITAL SIGN MONITOR | BA | DIALYSIS CENTRE | GF | ISH/BE/01877 | 0 |  | 0 | HOSPITAL | 6250 | 0 | 0 | 0 | 0 | 0 | 0 | 0 | 0 | 0 | 0 |  | 1900-01-01 | 1 | [8 empty] | DIALYSIS CENTRE |  |  |  | 0 | 0 | [12 empty] | admin | 2024-12-12 14:25 |  | NIHON KOHDEN | SVM-7260 | 01116 |  |  |  | 1 | B | 1 |  | STAR MEDICAL SYSTEM (M) SDN BHD | STAR MEDICAL SYSTEM (M) SDN BHD | STOR 214641 | JAPAN |  | STAR MEDICAL SYSTEM (M) SDN BHD |  |  | 0 | 0 | 0 | 0 |  |  |  |  | 2023-06-28 | KPJ Ipoh Specialist Hospital | 2 | [12 empty] | 2025-12-01 | 2026-06-01 | bar: JUN; DEC
781 | H07B100781 | 12636 | BEMS | B | - | ACT | C | H07 | BEMS | VITAL SIGN MONITOR | VITAL SIGN MONITOR | BA | DIALYSIS CENTRE | GF | ISH/BE/01878 | 0 |  | 0 | HOSPITAL | 6250 | 0 | 0 | 0 | 0 | 0 | 0 | 0 | 0 | 0 | 0 |  | 1900-01-01 | 1 | [8 empty] | DIALYSIS CENTRE |  |  |  | 0 | 0 | [12 empty] | admin | 2024-12-12 14:25 |  | NIHON KOHDEN | SVM-7260 | 01118 |  |  |  | 1 | B | 1 |  | STAR MEDICAL SYSTEM (M) SDN BHD | STAR MEDICAL SYSTEM (M) SDN BHD | STOR 214641 | JAPAN |  | STAR MEDICAL SYSTEM (M) SDN BHD |  |  | 0 | 0 | 0 | 0 |  |  |  |  | 2023-06-28 | KPJ Ipoh Specialist Hospital | 2 | [12 empty] | 2025-12-01 | 2026-06-01 | bar: JUN; DEC
782 | H07B100782 | 12636 | BEMS | B | - | ACT | C | H07 | BEMS | VITAL SIGN MONITOR | VITAL SIGN MONITOR | BA | DIALYSIS CENTRE | GF | ISH/BE/01879 | 0 |  | 0 | HOSPITAL | 6250 | 0 | 0 | 0 | 0 | 0 | 0 | 0 | 0 | 0 | 0 |  | 1900-01-01 | 1 | [8 empty] | DIALYSIS CENTRE |  |  |  | 0 | 0 | [12 empty] | admin | 2024-12-12 14:25 |  | NIHON KOHDEN | SVM-7260 | 01119 |  |  |  | 1 | B | 1 |  | STAR MEDICAL SYSTEM (M) SDN BHD | STAR MEDICAL SYSTEM (M) SDN BHD | STOR 214641 | JAPAN |  | STAR MEDICAL SYSTEM (M) SDN BHD |  |  | 0 | 0 | 0 | 0 |  |  |  |  | 2023-06-28 | KPJ Ipoh Specialist Hospital | 2 | [12 empty] | 2025-12-01 | 2026-06-01 | bar: JUN; DEC
847 | H07B100847 | - | BEMS | B | - | ACT | C | H07 | BEMS | EYE LASER (VISULAS GREEN SLT) | EYE LASER (VISULAS GREEN SLT) | BB | DR LE MUN TOONG CLINIC | L01 | ISH/BE/02022 | 0 |  | 0 | HOSPITAL | 198000 | 0 | 0 | 0 | 0 | 0 | 0 | 0 | 0 | 0 | 0 | 2026-06-19 | 1900-01-01 | 0 | [8 empty] | DR LE MUN TOONG CLINIC |  |  |  | 0 | 0 | [12 empty] | admin | 2024-12-12 14:25 |  | CARL ZEISS | VISULAS GREEN SLT | 9150010028 |  |  |  | 1 | B | 1 |  | SUP100007 | CARL ZEISS SDN BHD | STOR 223924 | GERMANY |  | CARL ZEISS SDN BHD |  |  | 0 | 0 | 0 | 0 |  |  |  |  | 2024-06-20 | KPJ Ipoh Specialist Hospital | 2 | [12 empty] | 2025-12-01 | 2026-06-01 | bar: JUN; DEC
870 | H07B100870 | - | BEMS | B | - | ACT | C | H07 | BEMS | HUMPHREY FIELD ANALYZER 3 | HUMPHREY FIELD ANALYZER 3 | BB | DR JASVINDER | L01 | ISH/BE/02018 | 0 |  | 0 | HOSPITAL | 100000 | 0 | 0 | 0 | 0 | 0 | 0 | 0 | 0 | 0 | 0 | 2026-06-05 | 1900-01-01 | 0 | [8 empty] | DR JASVINDER |  |  |  | 0 | 0 | [12 empty] | admin | 2024-12-12 14:25 |  | CARL ZEISS | 840 | 840-25589 |  |  |  | 1 | B | 1 |  | SUP100007 | CARL ZEISS SDN BHD | STOR 224999 | GERMANY |  | CARL ZEISS SDN BHD |  |  | 0 | 0 | 0 | 0 |  |  |  |  | 2024-06-06 | KPJ Ipoh Specialist Hospital | 2 | [12 empty] | 2025-12-01 | 2026-06-01 | bar: JUN; DEC
871 | H07B100871 | - | BEMS | B | - | ACT | C | H07 | BEMS | OPTICAL COHERANCE TOMOGRAPHY | OPTICAL COHERANCE TOMOGRAPHY | BB | DR JASVINDER | L01 | ISH/BE/02021 | 0 |  | 0 | HOSPITAL | 236000 | 0 | 0 | 0 | 0 | 0 | 0 | 0 | 0 | 0 | 0 | 2026-06-19 | 1900-01-01 | 0 | [8 empty] | DR JASVINDER |  |  |  | 0 | 0 | [12 empty] | admin | 2024-12-12 14:25 |  | CARL ZEISS | CIRRUS 5000 | 5000-26830 |  |  |  | 1 | B | 1 |  | SUP100007 | CARL ZEISS SDN BHD | STOR 223930 | GERMANY |  | CARL ZEISS SDN BHD |  |  | 0 | 0 | 0 | 0 |  |  |  |  | 2024-06-20 | KPJ Ipoh Specialist Hospital | 2 | [12 empty] | 2025-12-01 | 2026-06-01 | bar: JUN; DEC
949 | H07B100949 | 17116 | BEMS | B | - | ACT | C | H07 | BEMS | DEFIBRILLATOR | DEFIBRILLATOR | BB | PREMIER WARD | L05 | ISH/BE/01737 | 0 |  | 0 | HOSPITAL | 19800 | 0 | 0 | 0 | 0 | 0 | 0 | 0 | 0 | 0 | 0 | 2023-12-01 | 1900-01-01 | 2 | [8 empty] | PREMIER WARD |  |  |  | 0 | 0 | [12 empty] | admin | 2024-12-12 14:25 |  | PHILIPS HEALTHCARE | EFICIA DFM100 | CN32673203 |  |  |  | 1 | B | 1 |  | UMEDIC HEALTHCARE SDN BHD | UMEDIC HEALTHCARE SDN BHD | STOR 204567 | CHINA |  | UMEDIC HEALTHCARE SDN BHD |  |  | 0 | 0 | 0 | 0 |  |  |  |  | 2022-07-12 | KPJ Ipoh Specialist Hospital | 2 | [12 empty] | 2025-12-01 | 2026-06-01 | bar: JUN; DEC
962 | H07B100962 | 17968 | BEMS | B | - | ACT | C | H07 | BEMS | INJECTOR | INJECTOR | BA | RADIOTHERAPY | GF | ISH/BE/01749 | 0 |  | 0 | HOSPITAL | 0 | 0 | 0 | 0 | 0 | 0 | 0 | 0 | 0 | 0 | 0 | 2024-12-01 | 1900-01-01 | 10 | [8 empty] | RADIOTHERAPY |  |  |  | 0 | 0 | [12 empty] | admin | 2024-12-12 14:25 |  | NEMOTO KYORINDO | DUAL SHOT ALPHA 7 | QCB31012G |  |  |  | 1 | B | 1 |  | SUP100047 | PUNCAK MEDIK SDN BHD |  | JAPAN |  | PUNCAK MEDIK SDN BHD |  |  | 0 | 0 | 0 | 0 |  |  |  |  | 2022-12-27 | KPJ Ipoh Specialist Hospital | 2 | [12 empty] | 2025-12-01 | 2026-06-01 | bar: JUN; DEC
999 | H07B100999 | - | BEMS | B | - | ACT | C | H07 | BEMS | INCUBATORS | INCUBATORS | BA | WARD 1 | L01 | ISH/BE/01040 | 0 |  | 0 | HOSPITAL | 35000 | 0 | 0 | 0 | 0 | 0 | 0 | 0 | 0 | 0 | 0 | 2013-02-01 | 1900-01-01 | 12 | [8 empty] | WARD 1 |  |  |  | 0 | 0 | [12 empty] | admin | 2024-12-12 14:25 |  | DRAGER | C2000 | KG25604 | WARD 1 |  |  | 1 | B | 1 |  | BEAU CONSORTIUM SDN BHD | BEAU CONSORTIUM SDN BHD |  | GERMANY |  | DREAGER MALAYSIA SDN BHD |  |  | 0 | 0 | 0 | 0 |  |  |  |  | 2012-12-02 | KPJ Ipoh Specialist Hospital | 2 | [12 empty] | 2025-12-01 | 2026-06-01 | bar: JUN; DEC
1000 | H07B101000 | - | BEMS | B | - | ACT | C | H07 | BEMS | INCUBATORS | INCUBATORS | BA | WARD 1 | L01 | ISH/BE/01411 | 0 |  | 0 | HOSPITAL | 35000 | 0 | 0 | 0 | 0 | 0 | 0 | 0 | 0 | 0 | 0 | 2018-05-01 | 1900-01-01 | 8 | [8 empty] | WARD 1 |  |  |  | 0 | 0 | [12 empty] | admin | 2024-12-12 14:25 |  | DRAGER | ISOLETTE 8000 | JY06667 | WARD 1 |  |  | 1 | B | 1 |  | DREAGER MEDICAL S.E.A PTE LTD | DREAGER MEDICAL S.E.A PTE LTD |  | GERMANY |  | DREAGER MALAYSIA SDN BHD |  |  | 0 | 0 | 0 | 0 |  |  |  |  | 2016-06-01 | KPJ Ipoh Specialist Hospital | 2 | [12 empty] | 2025-12-01 | 2026-06-01 | bar: JUN; DEC
1005 | H07B101005 | 13360 | BEMS | B | - | ACT | C | H07 | BEMS | RESUSCITAITORS | RESUSCITAITORS | BA | WARD 1 | L01 | ISH/BE/01412 | 0 |  | 0 | HOSPITAL | 39000 | 0 | 0 | 0 | 0 | 0 | 0 | 0 | 0 | 0 | 0 | 2018-05-01 | 1900-01-01 | 8 | [8 empty] | WARD 1 |  |  |  | 0 | 0 | [12 empty] | admin | 2024-12-12 14:25 |  | DRAGER | RW82 | JY10895 | WARD 1 |  |  | 1 | B | 1 |  | DREAGER MEDICAL S.E.A PTE LTD | DREAGER MEDICAL S.E.A PTE LTD | STOR 130974(FA) | GERMANY |  | DREAGER MALAYSIA SDN BHD |  |  | 0 | 0 | 0 | 0 |  |  |  |  | 2016-05-27 | KPJ Ipoh Specialist Hospital | 2 | [12 empty] | 2025-12-01 | 2026-06-01 | bar: JUN; DEC
1043 | H07B101043 | 17116 | BEMS | B | - | ACT | C | H07 | BEMS | DEFIBRILLATOR | DEFIBRILLATOR | BA | WARD 1 | L01 | ISH/BE/01733 | 0 |  | 0 | HOSPITAL | 19800 | 0 | 0 | 0 | 0 | 0 | 0 | 0 | 0 | 0 | 0 | 2023-12-01 | 1900-01-01 | 2 | [8 empty] | WARD 1 |  |  |  | 0 | 0 | [12 empty] | admin | 2024-12-12 14:25 |  | PHILIPS HEALTHCARE | EFICIA DFM100 | CN32673219 | WARD 1 |  |  | 1 | B | 1 |  | UMEDIC HEALTHCARE SDN BHD | UMEDIC HEALTHCARE SDN BHD | STOR 204567 | CHINA |  | UMEDIC HEALTHCARE SDN BHD |  |  | 0 | 0 | 0 | 0 |  |  |  |  | 2022-07-12 | KPJ Ipoh Specialist Hospital | 2 | [12 empty] | 2025-12-01 | 2026-06-01 | bar: JUN; DEC
1056 | H07B101056 | 12636 | BEMS | B | - | ACT | C | H07 | BEMS | VITAL SIGN MONITOR | VITAL SIGN MONITOR | BA | WARD 1 | L01 | ISH/BE/01876 | 0 |  | 0 | HOSPITAL | 6250 | 0 | 0 | 0 | 0 | 0 | 0 | 0 | 0 | 0 | 0 |  | 1900-01-01 | 1 | [8 empty] | WARD 1 |  |  |  | 0 | 0 | [12 empty] | admin | 2024-12-12 14:25 |  | NIHON KOHDEN | SVM-7260 | 01114 | WARD 1 |  |  | 1 | B | 1 |  | STAR MEDICAL SYSTEM (M) SDN BHD | STAR MEDICAL SYSTEM (M) SDN BHD | STOR 214641 | JAPAN |  | STAR MEDICAL SYSTEM (M) SDN BHD |  |  | 0 | 0 | 0 | 0 |  |  |  |  | 2023-06-28 | KPJ Ipoh Specialist Hospital | 2 | [12 empty] | 2025-12-01 | 2026-06-01 | bar: JUN; DEC
1077 | H07B101077 | 17116 | BEMS | B | - | ACT | N | H07 | BEMS | DEFIBRILLATORS | DEFIBRILLATORS | BB | WARD 7B | L03 | ISH/BE/01649 | 0 |  | 0 | HOSPITAL | 19400 | 0 | 0 | 0 | 0 | 0 | 0 | 0 | 0 | 0 | 0 | 2022-04-01 | 1900-01-01 | 3 | [8 empty] | WARD 7B |  |  |  | 0 | 0 | [12 empty] | admin | 2024-12-12 14:25 |  | PHILIPS | EFFICIA DFM100 | CN32647807 | WARD 7B |  |  | 1 | B | 1 |  | UWC HWALTHCARE SDN BHD | UWC HWALTHCARE SDN BHD | STOR 192205 | CHINA |  | UWC HEALTHCARE SDN BHD |  |  | 0 | 0 | 0 | 0 |  |  |  |  | 2021-04-13 | KPJ Ipoh Specialist Hospital | 2 | [12 empty] | 2025-12-01 | 2026-06-01 | bar: JUN; DEC
1113 | H07B101113 | 17116 | BEMS | B | - | ACT | C | H07 | BEMS | DEFIBRILLATOR | DEFIBRILLATOR | BA | WARD 3 | L02 | ISH/BE/01651 | 0 |  | 0 | HOSPITAL | 0 | 0 | 0 | 0 | 0 | 0 | 0 | 0 | 0 | 0 | 0 |  | 1900-01-01 | 0 | [8 empty] | WARD 3 |  |  |  | 0 | 0 | [12 empty] | admin | 2024-12-12 14:25 |  | PHILIPS | EFFICIA DFM100 | CN32647811 | WARD 3 |  |  | 1 | B | 1 |  | UMEDIC HEALTHCARE SDN BHD | UMEDIC HEALTHCARE SDN BHD |  |  |  | UWC HEALTHCARE SDN BHD |  |  | 0 | 0 | 0 | 0 |  |  |  |  | 2021-05-05 | KPJ Ipoh Specialist Hospital | 2 | [12 empty] | 2025-12-01 | 2026-06-01 | bar: JUN; DEC
1133 | H07B101133 | 17116 | BEMS | B | - | ACT | C | H07 | BEMS | DEFIBRILLATOR | DEFIBRILLATOR | BA | WARD 5 | L02 | ISH/BE/01735 | 0 |  | 0 | HOSPITAL | 19800 | 0 | 0 | 0 | 0 | 0 | 0 | 0 | 0 | 0 | 0 | 2023-12-01 | 1900-01-01 | 2 | [8 empty] | WARD 5 |  |  |  | 0 | 0 | [12 empty] | admin | 2024-12-12 14:25 |  | PHILIPS HEALTHCARE | EFICIA DFM100 | CN32673218 | WARD 5 |  |  | 1 | B | 1 |  | UMEDIC HEALTHCARE SDN BHD | UMEDIC HEALTHCARE SDN BHD | STOR 204567 | CHINA |  | UMEDIC HEALTHCARE SDN BHD |  |  | 0 | 0 | 0 | 0 |  |  |  |  | 2022-07-12 | KPJ Ipoh Specialist Hospital | 2 | [12 empty] | 2025-12-01 | 2026-06-01 | bar: JUN; DEC
1170 | H07B101170 | 17116 | BEMS | B | - | ACT | C | H07 | BEMS | DEFIBRILLATOR | DEFIBRILLATOR | BA | WARD 2 | L02 | ISH/BE/01738 | 0 |  |  | HOSPITAL | 19800 | 0 | 0 | 0 | 0 | 0 | 0 | 0 | 0 | 0 | 0 | 2023-12-01 | 1900-01-01 | 2 | [8 empty] | WARD 2 |  |  |  | 0 | 0 | [12 empty] | admin | 2024-12-12 14:25 |  | PHILIPS HEALTHCARE | EFICIA DFM100 | CN32673200 | WARD 2 |  |  | 1 | B | 1 |  | UMEDIC HEALTHCARE SDN BHD | UMEDIC HEALTHCARE SDN BHD | STOR 204567 | CHINA |  | UMEDIC HEALTHCARE SDN BHD |  |  | 0 | 0 | 0 | 0 |  |  |  |  | 2022-07-12 | KPJ Ipoh Specialist Hospital | 2 | [12 empty] | 2025-12-01 | 2026-06-01 | bar: JUN; DEC
1194 | H07B101194 | 17116 | BEMS | B | - | ACT | C | H07 | BEMS | DEFIBRILLATOR | DEFIBRILLATOR | BB | WARD 7A | L03 | ISH/BE/01736 | 0 |  |  | HOSPITAL | 19800 | 0 | 0 | 0 | 0 | 0 | 0 | 0 | 0 | 0 | 0 | 2023-12-01 | 1900-01-01 | 2 | [8 empty] | WARD 7A |  |  |  | 0 | 0 | [12 empty] | admin | 2024-12-12 14:25 |  | PHILIPS HEALTHCARE | EFICIA DFM100 | CN32673217 | WARD 7A |  |  | 1 | B | 1 |  | UMEDIC HEALTHCARE SDN BHD | UMEDIC HEALTHCARE SDN BHD | STOR 204567 | CHINA |  | UMEDIC HEALTHCARE SDN BHD |  |  | 0 | 0 | 0 | 0 |  |  |  |  | 2022-07-12 | KPJ Ipoh Specialist Hospital | 2 | [12 empty] | 2025-12-01 | 2026-06-01 | bar: JUN; DEC
524 | H07B100524 | 11073 | BEMS | B | - | ACT | N | H07 | BEMS | NIBP MONITOR | NIBP MONITOR | BA | A&E | GF | ISH/BE/01086 | 0 |  | 0 | HOSPITAL | 15000 | 0 | 0 | 0 | 0 | 0 | 0 | 0 | 0 | 0 | 0 | 2014-05-01 | 1900-01-01 | 11 | [8 empty] | A&E |  |  |  | 0 | 0 | [12 empty] | admin | 2024-12-12 14:25 |  | OMRON | HBP-9020 | 02000065LF | ACCIDENT & EMERGENCY SERVICES |  |  | 1 | B | 1 |  | IPOH JAYA MEDIC ENTERPRISE | IPOH JAYA MEDIC ENTERPRISE | STOR 105365 (FA) | JAPAN |  | PRINCIP ENGINEERING |  |  | 0 | 0 | 0 | 0 |  |  |  |  | 2013-05-16 | KPJ Ipoh Specialist Hospital | 2 | [13 empty] | 1900-06-30 | bar: JAN to DEC
828 | H07B100828 | 11218 | BEMS | B | - | ACT | N | H07 | BEMS | HAEMODIALYSIS MACHINE | HAEMODIALYSIS MACHINE | BA | DIALYSIS CENTRE | GF | ISH/BE/01470 | 0 |  | 0 | HOSPITAL | 36000 | 0 | 0 | 0 | 0 | 0 | 0 | 0 | 0 | 0 | 0 | 2019-09-01 | 1900-01-01 | 8 | [8 empty] | DIALYSIS CENTRE |  |  |  | 0 | 0 | [12 empty] | admin | 2024-12-12 14:25 |  | NIKKISO | DBB-27 | J1605266 |  |  |  | 1 | B | 1 |  | SUP100044 | JKS BIOMEDICAL SDN BHD | STOR 13323 (FA) | JAPAN |  | CYMED SDN BHD |  |  | 0 | 0 | 0 | 0 |  |  |  |  | 2016-09-07 | KPJ Ipoh Specialist Hospital | 3 | [12 empty] | 2025-10-01 | 2026-02-01 | bar: FEB; JUN; OCT
829 | H07B100829 | 11218 | BEMS | B | - | ACT | C | H07 | BEMS | HAEMODIALYSIS MACHINE | HAEMODIALYSIS MACHINE | BA | DIALYSIS CENTRE | GF | ISH/BE/01471 | 0 |  | 0 | HOSPITAL | 36000 | 0 | 0 | 0 | 0 | 0 | 0 | 0 | 0 | 0 | 0 | 2019-09-01 | 1900-01-01 | 8 | [8 empty] | DIALYSIS CENTRE |  |  |  | 0 | 0 | [12 empty] | admin | 2024-12-12 14:25 |  | NIKKISO | DBB-27 | J1605399 |  |  |  | 1 | B | 1 |  | SUP100044 | JKS BIOMEDICAL SDN BHD | STOR 13323 (FA) | JAPAN |  | CYMED SDN BHD |  |  | 0 | 0 | 0 | 0 |  |  |  |  | 2016-09-07 | KPJ Ipoh Specialist Hospital | 3 | [12 empty] | 2025-10-01 | 2026-02-01 | bar: FEB; JUN; OCT
830 | H07B100830 | 11218 | BEMS | B | - | ACT | C | H07 | BEMS | HAEMODIALYSIS MACHINE | HAEMODIALYSIS MACHINE | BA | DIALYSIS CENTRE | GF | ISH/BE/01472 | 0 |  | 0 | HOSPITAL | 36000 | 0 | 0 | 0 | 0 | 0 | 0 | 0 | 0 | 0 | 0 | 2019-09-01 | 1900-01-01 | 8 | [8 empty] | DIALYSIS CENTRE |  |  |  | 0 | 0 | [12 empty] | admin | 2024-12-12 14:25 |  | NIKKISO | DBB-27 | J1605401 |  |  |  | 1 | B | 1 |  | SUP100044 | JKS BIOMEDICAL SDN BHD | STOR 13323 (FA) | JAPAN |  | CYMED SDN BHD |  |  | 0 | 0 | 0 | 0 |  |  |  |  | 2016-09-07 | KPJ Ipoh Specialist Hospital | 3 | [12 empty] | 2025-10-01 | 2026-02-01 | bar: FEB; JUN; OCT
831 | H07B100831 | 11218 | BEMS | B | - | ACT | C | H07 | BEMS | HAEMODIALYSIS MACHINE | HAEMODIALYSIS MACHINE | BA | DIALYSIS CENTRE | GF | ISH/BE/01473 | 0 |  | 0 | HOSPITAL | 36000 | 0 | 0 | 0 | 0 | 0 | 0 | 0 | 0 | 0 | 0 | 2019-09-01 | 1900-01-01 | 8 | [8 empty] | DIALYSIS CENTRE |  |  |  | 0 | 0 | [12 empty] | admin | 2024-12-12 14:25 |  | NIKKISO | DBB-27 | J1205267 |  |  |  | 1 | B | 1 |  | SUP100044 | JKS BIOMEDICAL SDN BHD | STOR 13323 (FA) | JAPAN |  | CYMED SDN BHD |  |  | 0 | 0 | 0 | 0 |  |  |  |  | 2016-09-07 | KPJ Ipoh Specialist Hospital | 3 | [12 empty] | 2025-10-01 | 2026-02-01 | bar: FEB; JUN; OCT
832 | H07B100832 | 11218 | BEMS | B | - | ACT | C | H07 | BEMS | HAEMODIALYSIS MACHINE | HAEMODIALYSIS MACHINE | BA | DIALYSIS CENTRE | GF | ISH/BE/01474 | 0 |  | 0 | HOSPITAL | 36000 | 0 | 0 | 0 | 0 | 0 | 0 | 0 | 0 | 0 | 0 | 2019-09-01 | 1900-01-01 | 8 | [8 empty] | DIALYSIS CENTRE |  |  |  | 0 | 0 | [12 empty] | admin | 2024-12-12 14:25 |  | NIKKISO | DBB-27 | J1605400 |  |  |  | 1 | B | 1 |  | SUP100044 | JKS BIOMEDICAL SDN BHD | STOR 13323 (FA) | JAPAN |  | CYMED SDN BHD |  |  | 0 | 0 | 0 | 0 |  |  |  |  | 2016-09-07 | KPJ Ipoh Specialist Hospital | 3 | [12 empty] | 2025-10-01 | 2026-02-01 | bar: FEB; JUN; OCT
833 | H07B100833 | 11218 | BEMS | B | - | ACT | C | H07 | BEMS | HAEMODIALYSIS MACHINE | HAEMODIALYSIS MACHINE | BA | DIALYSIS CENTRE | GF | ISH/BE/01475 | 0 |  | 0 | HOSPITAL | 36000 | 0 | 0 | 0 | 0 | 0 | 0 | 0 | 0 | 0 | 0 | 2019-09-01 | 1900-01-01 | 8 | [8 empty] | DIALYSIS CENTRE |  |  |  | 0 | 0 | [12 empty] | admin | 2024-12-12 14:25 |  | NIKKISO | DBB-27 | J1605370 |  |  |  | 1 | B | 1 |  | SUP100044 | JKS BIOMEDICAL SDN BHD | STOR 13323 (FA) | JAPAN |  | CYMED SDN BHD |  |  | 0 | 0 | 0 | 0 |  |  |  |  | 2016-09-07 | KPJ Ipoh Specialist Hospital | 3 | [12 empty] | 2025-10-01 | 2026-02-01 | bar: FEB; JUN; OCT
834 | H07B100834 | 11218 | BEMS | B | - | ACT | C | H07 | BEMS | HAEMODIALYSIS MACHINE | HAEMODIALYSIS MACHINE | BA | DIALYSIS CENTRE | GF | ISH/BE/01476 | 0 |  | 0 | HOSPITAL | 36000 | 0 | 0 | 0 | 0 | 0 | 0 | 0 | 0 | 0 | 0 | 2019-09-01 | 1900-01-01 | 8 | [8 empty] | DIALYSIS CENTRE |  |  |  | 0 | 0 | [12 empty] | admin | 2024-12-12 14:25 |  | NIKKISO | DBB-27 | J1605207 |  |  |  | 1 | B | 1 |  | SUP100044 | JKS BIOMEDICAL SDN BHD | STOR 13323 (FA) | JAPAN |  | CYMED SDN BHD |  |  | 0 | 0 | 0 | 0 |  |  |  |  | 2016-09-07 | KPJ Ipoh Specialist Hospital | 3 | [12 empty] | 2025-10-01 | 2026-02-01 | bar: FEB; JUN; OCT
835 | H07B100835 | 11218 | BEMS | B | - | ACT | C | H07 | BEMS | HAEMODIALYSIS MACHINE | HAEMODIALYSIS MACHINE | BA | DIALYSIS CENTRE | GF | ISH/BE/01477 | 0 |  | 0 | HOSPITAL | 36000 | 0 | 0 | 0 | 0 | 0 | 0 | 0 | 0 | 0 | 0 | 2019-09-01 | 1900-01-01 | 8 | [8 empty] | DIALYSIS CENTRE |  |  |  | 0 | 0 | [12 empty] | admin | 2024-12-12 14:25 |  | NIKKISO | DBB-27 | J1605367 |  |  |  | 1 | B | 1 |  | SUP100044 | JKS BIOMEDICAL SDN BHD | STOR 13323 (FA) | JAPAN |  | CYMED SDN BHD |  |  | 0 | 0 | 0 | 0 |  |  |  |  | 2016-09-07 | KPJ Ipoh Specialist Hospital | 3 | [12 empty] | 2025-10-01 | 2026-02-01 | bar: FEB; JUN; OCT
836 | H07B100836 | 11218 | BEMS | B | - | ACT | C | H07 | BEMS | HAEMODIALYSIS MACHINE | HAEMODIALYSIS MACHINE | BA | DIALYSIS CENTRE | GF | ISH/BE/01478 | 0 |  | 0 | HOSPITAL | 36000 | 0 | 0 | 0 | 0 | 0 | 0 | 0 | 0 | 0 | 0 | 2019-09-01 | 1900-01-01 | 8 | [8 empty] | DIALYSIS CENTRE |  |  |  | 0 | 0 | [12 empty] | admin | 2024-12-12 14:25 |  | NIKKISO | DBB-27 | J1605397 |  |  |  | 1 | B | 1 |  | SUP100044 | JKS BIOMEDICAL SDN BHD | STOR 13323 (FA) | JAPAN |  | CYMED SDN BHD |  |  | 0 | 0 | 0 | 0 |  |  |  |  | 2016-09-07 | KPJ Ipoh Specialist Hospital | 3 | [12 empty] | 2025-10-01 | 2026-02-01 | bar: FEB; JUN; OCT
837 | H07B100837 | 11218 | BEMS | B | - | ACT | C | H07 | BEMS | HAEMODIALYSIS MACHINE | HAEMODIALYSIS MACHINE | BA | DIALYSIS CENTRE | GF | ISH/BE/01479 | 0 |  | 0 | HOSPITAL | 36000 | 0 | 0 | 0 | 0 | 0 | 0 | 0 | 0 | 0 | 0 | 2019-09-01 | 1900-01-01 | 8 | [8 empty] | DIALYSIS CENTRE |  |  |  | 0 | 0 | [12 empty] | admin | 2024-12-12 14:25 |  | NIKKISO | DBB-27 | J1605269 |  |  |  | 1 | B | 1 |  | SUP100044 | JKS BIOMEDICAL SDN BHD | STOR 13323 (FA) | JAPAN |  | CYMED SDN BHD |  |  | 0 | 0 | 0 | 0 |  |  |  |  | 2016-09-07 | KPJ Ipoh Specialist Hospital | 3 | [12 empty] | 2025-10-01 | 2026-02-01 | bar: FEB; JUN; OCT
838 | H07B100838 | 11218 | BEMS | B | - | ACT | C | H07 | BEMS | HAEMODIALYSIS MACHINE | HAEMODIALYSIS MACHINE | BA | DIALYSIS CENTRE | GF | ISH/BE/01480 | 0 |  | 0 | HOSPITAL | 36000 | 0 | 0 | 0 | 0 | 0 | 0 | 0 | 0 | 0 | 0 | 2019-09-01 | 1900-01-01 | 8 | [8 empty] | DIALYSIS CENTRE |  |  |  | 0 | 0 | [12 empty] | admin | 2024-12-12 14:25 |  | NIKKISO | DBB-27 | J1605268 |  |  |  | 1 | B | 1 |  | SUP100044 | JKS BIOMEDICAL SDN BHD | STOR 13323 (FA) | JAPAN |  | CYMED SDN BHD |  |  | 0 | 0 | 0 | 0 |  |  |  |  | 2016-09-07 | KPJ Ipoh Specialist Hospital | 3 | [12 empty] | 2025-10-01 | 2026-02-01 | bar: FEB; JUN; OCT
839 | H07B100839 | 11218 | BEMS | B | - | ACT | C | H07 | BEMS | HAEMODIALYSIS MACHINE | HAEMODIALYSIS MACHINE | BA | DIALYSIS CENTRE | GF | ISH/BE/01481 | 0 |  | 0 | HOSPITAL | 36000 | 0 | 0 | 0 | 0 | 0 | 0 | 0 | 0 | 0 | 0 | 2019-09-01 | 1900-01-01 | 8 | [8 empty] | DIALYSIS CENTRE |  |  |  | 0 | 0 | [12 empty] | admin | 2024-12-12 14:25 |  | NIKKISO | DBB-27 | J1605366 |  |  |  | 1 | B | 1 |  | SUP100044 | JKS BIOMEDICAL SDN BHD | STOR 13323 (FA) | JAPAN |  | CYMED SDN BHD |  |  | 0 | 0 | 0 | 0 |  |  |  |  | 2016-09-07 | KPJ Ipoh Specialist Hospital | 3 | [12 empty] | 2025-10-01 | 2026-02-01 | bar: FEB; JUN; OCT
840 | H07B100840 | 11218 | BEMS | B | - | ACT | C | H07 | BEMS | HAEMODIALYSIS MACHINE | HAEMODIALYSIS MACHINE | BA | DIALYSIS CENTRE | GF | ISH/BE/01482 | 0 |  | 0 | HOSPITAL | 36000 | 0 | 0 | 0 | 0 | 0 | 0 | 0 | 0 | 0 | 0 | 2019-09-01 | 1900-01-01 | 8 | [8 empty] | DIALYSIS CENTRE |  |  |  | 0 | 0 | [12 empty] | admin | 2024-12-12 14:25 |  | NIKKISO | DBB-27 | J1605368 |  |  |  | 1 | B | 1 |  | SUP100044 | JKS BIOMEDICAL SDN BHD | STOR 13323 (FA) | JAPAN |  | CYMED SDN BHD |  |  | 0 | 0 | 0 | 0 |  |  |  |  | 2016-09-07 | KPJ Ipoh Specialist Hospital | 3 | [12 empty] | 2025-10-01 | 2026-02-01 | bar: FEB; JUN; OCT
841 | H07B100841 | 11218 | BEMS | B | - | ACT | C | H07 | BEMS | HAEMODIALYSIS MACHINE | HAEMODIALYSIS MACHINE | BA | DIALYSIS CENTRE | GF | ISH/BE/01483 | 0 |  | 0 | HOSPITAL | 36000 | 0 | 0 | 0 | 0 | 0 | 0 | 0 | 0 | 0 | 0 | 2019-09-01 | 1900-01-01 | 8 | [8 empty] | DIALYSIS CENTRE |  |  |  | 0 | 0 | [12 empty] | admin | 2024-12-12 14:25 |  | NIKKISO | DBB-27 | J1605265 |  |  |  | 1 | B | 1 |  | SUP100044 | JKS BIOMEDICAL SDN BHD | STOR 13323 (FA) | JAPAN |  | CYMED SDN BHD |  |  | 0 | 0 | 0 | 0 |  |  |  |  | 2016-09-07 | KPJ Ipoh Specialist Hospital | 3 | [12 empty] | 2025-10-01 | 2026-02-01 | bar: FEB; JUN; OCT
842 | H07B100842 | 11218 | BEMS | B | - | ACT | C | H07 | BEMS | HAEMODIALYSIS MACHINE | HAEMODIALYSIS MACHINE | BA | DIALYSIS CENTRE | GF | ISH/BE/01484 | 0 |  | 0 | HOSPITAL | 36000 | 0 | 0 | 0 | 0 | 0 | 0 | 0 | 0 | 0 | 0 | 2019-09-01 | 1900-01-01 | 8 | [8 empty] | DIALYSIS CENTRE |  |  |  | 0 | 0 | [12 empty] | admin | 2024-12-12 14:25 |  | NIKKISO | DBB-27 | J1605369 |  |  |  | 1 | B | 1 |  | SUP100044 | JKS BIOMEDICAL SDN BHD | STOR 13323 (FA) | JAPAN |  | CYMED SDN BHD |  |  | 0 | 0 | 0 | 0 |  |  |  |  | 2016-09-07 | KPJ Ipoh Specialist Hospital | 3 | [12 empty] | 2025-10-01 | 2026-02-01 | bar: FEB; JUN; OCT
843 | H07B100843 | 11218 | BEMS | B | - | ACT | C | H07 | BEMS | HAEMODIALYSIS MACHINE | HAEMODIALYSIS MACHINE | BA | DIALYSIS CENTRE | GF | ISH/BE/01485 | 0 |  | 0 | HOSPITAL | 36000 | 0 | 0 | 0 | 0 | 0 | 0 | 0 | 0 | 0 | 0 | 2019-09-01 | 1900-01-01 | 8 | [8 empty] | DIALYSIS CENTRE |  |  |  | 0 | 0 | [12 empty] | admin | 2024-12-12 14:25 |  | NIKKISO | DBB-27 | J1605208 |  |  |  | 1 | B | 1 |  | SUP100044 | JKS BIOMEDICAL SDN BHD | STOR 13323 (FA) | JAPAN |  | CYMED SDN BHD |  |  | 0 | 0 | 0 | 0 |  |  |  |  | 2016-09-07 | KPJ Ipoh Specialist Hospital | 3 | [12 empty] | 2025-10-01 | 2026-02-01 | bar: FEB; JUN; OCT
844 | H07B100844 | 11218 | BEMS | B | - | ACT | C | H07 | BEMS | HAEMODIALYSIS MACHINE | HAEMODIALYSIS MACHINE | BA | DIALYSIS CENTRE | GF | ISH/BE/01486 | 0 |  | 0 | HOSPITAL | 36000 | 0 | 0 | 0 | 0 | 0 | 0 | 0 | 0 | 0 | 0 | 2019-09-01 | 1900-01-01 | 8 | [8 empty] | DIALYSIS CENTRE |  |  |  | 0 | 0 | [12 empty] | admin | 2024-12-12 14:25 |  | NIKKISO | DBB-27 | J1605398 |  |  |  | 1 | B | 1 |  | SUP100044 | JKS BIOMEDICAL SDN BHD | STOR 13323 (FA) | JAPAN |  | CYMED SDN BHD |  |  | 0 | 0 | 0 | 0 |  |  |  |  | 2016-09-07 | KPJ Ipoh Specialist Hospital | 3 | [12 empty] | 2025-10-01 | 2026-02-01 | bar: FEB; JUN; OCT
845 | H07B100845 | 11218 | BEMS | B | - | ACT | C | H07 | BEMS | HAEMODIALYSIS MACHINE | HAEMODIALYSIS MACHINE | BA | DIALYSIS CENTRE | GF | ISH/BE/01497 | 0 |  | 0 | HOSPITAL | 36000 | 0 | 0 | 0 | 0 | 0 | 0 | 0 | 0 | 0 | 0 | 2019-11-01 | 1900-01-01 | 8 | [8 empty] | DIALYSIS CENTRE |  |  |  | 0 | 0 | [12 empty] | admin | 2024-12-12 14:25 |  | NIKKISO | DBB-27 | J1509151 |  |  |  | 1 | B | 1 |  | SUP100044 | JKS BIOMEDICAL SDN BHD | STOR 13323 (FA) | JAPAN |  | CYMED SDN BHD |  |  | 0 | 0 | 0 | 0 |  |  |  |  | 2016-11-16 | KPJ Ipoh Specialist Hospital | 3 | [12 empty] | 2025-10-01 | 2026-02-01 | bar: FEB; JUN; OCT
795 | H07B100795 | 11218 | BEMS | B | - | ACT | C | H07 | BEMS | HAEMODIALYSIS MACHINE | HAEMODIALYSIS MACHINE | BA | DIALYSIS CENTRE | GF | ISH/BE/01437 | 0 |  | 0 | HOSPITAL | 36000 | 0 | 0 | 0 | 0 | 0 | 0 | 0 | 0 | 0 | 0 | 2019-06-01 | 1900-01-01 | 8 | [8 empty] | DIALYSIS CENTRE |  |  |  | 0 | 0 | [12 empty] | admin | 2024-12-12 14:25 |  | NIKKISO | DBB-27 | J1510712 |  |  |  | 1 | B | 1 |  | SUP100044 | JKS BIOMEDICAL SDN BHD | STOR 13323 (FA) | JAPAN |  | CYMED SDN BHD |  |  | 0 | 0 | 0 | 0 |  |  |  |  | 2016-06-21 | KPJ Ipoh Specialist Hospital | 3 | [12 empty] | 2025-11-01 | 2026-03-01 | bar: MAR; JUL; NOV
796 | H07B100796 | 11218 | BEMS | B | - | ACT | N | H07 | BEMS | HAEMODIALYSIS MACHINE | HAEMODIALYSIS MACHINE | BA | DIALYSIS CENTRE | GF | ISH/BE/01438 | 0 |  | 0 | HOSPITAL | 36000 | 0 | 0 | 0 | 0 | 0 | 0 | 0 | 0 | 0 | 0 | 2019-06-01 | 1900-01-01 | 8 | [8 empty] | DIALYSIS CENTRE |  |  |  | 0 | 0 | [12 empty] | admin | 2024-12-12 14:25 |  | NIKKISO | DBB-27 | J1512341 |  |  |  | 1 | B | 1 |  | SUP100044 | JKS BIOMEDICAL SDN BHD | STOR 13323 (FA) | JAPAN |  | CYMED SDN BHD |  |  | 0 | 0 | 0 | 0 |  |  |  |  | 2016-06-21 | KPJ Ipoh Specialist Hospital | 3 | [12 empty] | 2025-11-01 | 2026-03-01 | bar: MAR; JUL; NOV
797 | H07B100797 | 11218 | BEMS | B | - | ACT | C | H07 | BEMS | HAEMODIALYSIS MACHINE | HAEMODIALYSIS MACHINE | BA | DIALYSIS CENTRE | GF | ISH/BE/01439 | 0 |  | 0 | HOSPITAL | 36000 | 0 | 0 | 0 | 0 | 0 | 0 | 0 | 0 | 0 | 0 | 2019-06-01 | 1900-01-01 | 8 | [8 empty] | DIALYSIS CENTRE |  |  |  | 0 | 0 | [12 empty] | admin | 2024-12-12 14:25 |  | NIKKISO | DBB-27 | J1603111 |  |  |  | 1 | B | 1 |  | SUP100044 | JKS BIOMEDICAL SDN BHD | STOR 13323 (FA) | JAPAN |  | CYMED SDN BHD |  |  | 0 | 0 | 0 | 0 |  |  |  |  | 2016-06-21 | KPJ Ipoh Specialist Hospital | 3 | [12 empty] | 2025-11-01 | 2026-03-01 | bar: MAR; JUL; NOV
798 | H07B100798 | 11218 | BEMS | B | - | ACT | C | H07 | BEMS | HAEMODIALYSIS MACHINE | HAEMODIALYSIS MACHINE | BA | DIALYSIS CENTRE | GF | ISH/BE/01440 | 0 |  | 0 | HOSPITAL | 36000 | 0 | 0 | 0 | 0 | 0 | 0 | 0 | 0 | 0 | 0 | 2019-06-01 | 1900-01-01 | 8 | [8 empty] | DIALYSIS CENTRE |  |  |  | 0 | 0 | [12 empty] | admin | 2024-12-12 14:25 |  | NIKKISO | DBB-27 | J1509724 |  |  |  | 1 | B | 1 |  | SUP100044 | JKS BIOMEDICAL SDN BHD | STOR 13323 (FA) | JAPAN |  | CYMED SDN BHD |  |  | 0 | 0 | 0 | 0 |  |  |  |  | 2016-06-21 | KPJ Ipoh Specialist Hospital | 3 | [12 empty] | 2025-11-01 | 2026-03-01 | bar: MAR; JUL; NOV
799 | H07B100799 | 11218 | BEMS | B | - | ACT | C | H07 | BEMS | HAEMODIALYSIS MACHINE | HAEMODIALYSIS MACHINE | BA | DIALYSIS CENTRE | GF | ISH/BE/01441 | 0 |  | 0 | HOSPITAL | 36000 | 0 | 0 | 0 | 0 | 0 | 0 | 0 | 0 | 0 | 0 | 2019-06-01 | 1900-01-01 | 8 | [8 empty] | DIALYSIS CENTRE |  |  |  | 0 | 0 | [12 empty] | admin | 2024-12-12 14:25 |  | NIKKISO | DBB-27 | J1509889 |  |  |  | 1 | B | 1 |  | SUP100044 | JKS BIOMEDICAL SDN BHD | STOR 13323 (FA) | JAPAN |  | CYMED SDN BHD |  |  | 0 | 0 | 0 | 0 |  |  |  |  | 2016-06-21 | KPJ Ipoh Specialist Hospital | 3 | [12 empty] | 2025-11-01 | 2026-03-01 | bar: MAR; JUL; NOV
800 | H07B100800 | 11218 | BEMS | B | - | ACT | C | H07 | BEMS | HAEMODIALYSIS MACHINE | HAEMODIALYSIS MACHINE | BA | DIALYSIS CENTRE | GF | ISH/BE/01442 | 0 |  | 0 | HOSPITAL | 36000 | 0 | 0 | 0 | 0 | 0 | 0 | 0 | 0 | 0 | 0 | 2019-06-01 | 1900-01-01 | 8 | [8 empty] | DIALYSIS CENTRE |  |  |  | 0 | 0 | [12 empty] | admin | 2024-12-12 14:25 |  | NIKKISO | DBB-27 | J1509887 |  |  |  | 1 | B | 1 |  | SUP100044 | JKS BIOMEDICAL SDN BHD | STOR 13323 (FA) | JAPAN |  | CYMED SDN BHD |  |  | 0 | 0 | 0 | 0 |  |  |  |  | 2016-06-21 | KPJ Ipoh Specialist Hospital | 3 | [12 empty] | 2025-11-01 | 2026-03-01 | bar: MAR; JUL; NOV
801 | H07B100801 | 11218 | BEMS | B | - | ACT | C | H07 | BEMS | HAEMODIALYSIS MACHINE | HAEMODIALYSIS MACHINE | BA | DIALYSIS CENTRE | GF | ISH/BE/01443 | 0 |  | 0 | HOSPITAL | 36000 | 0 | 0 | 0 | 0 | 0 | 0 | 0 | 0 | 0 | 0 | 2019-06-01 | 1900-01-01 | 8 | [8 empty] | DIALYSIS CENTRE |  |  |  | 0 | 0 | [12 empty] | admin | 2024-12-12 14:25 |  | NIKKISO | DBB-27 | J1509727 |  |  |  | 1 | B | 1 |  | SUP100044 | JKS BIOMEDICAL SDN BHD | STOR 13323 (FA) | JAPAN |  | CYMED SDN BHD |  |  | 0 | 0 | 0 | 0 |  |  |  |  | 2016-06-21 | KPJ Ipoh Specialist Hospital | 3 | [12 empty] | 2025-11-01 | 2026-03-01 | bar: MAR; JUL; NOV
802 | H07B100802 | 11218 | BEMS | B | - | ACT | C | H07 | BEMS | HAEMODIALYSIS MACHINE | HAEMODIALYSIS MACHINE | BA | DIALYSIS CENTRE | GF | ISH/BE/01444 | 0 |  | 0 | HOSPITAL | 36000 | 0 | 0 | 0 | 0 | 0 | 0 | 0 | 0 | 0 | 0 | 2019-06-01 | 1900-01-01 | 8 | [8 empty] | DIALYSIS CENTRE |  |  |  | 0 | 0 | [12 empty] | admin | 2024-12-12 14:25 |  | NIKKISO | DBB-27 | J1512338 |  |  |  | 1 | B | 1 |  | SUP100044 | JKS BIOMEDICAL SDN BHD | STOR 13323 (FA) | JAPAN |  | CYMED SDN BHD |  |  | 0 | 0 | 0 | 0 |  |  |  |  | 2016-06-21 | KPJ Ipoh Specialist Hospital | 3 | [12 empty] | 2025-11-01 | 2026-03-01 | bar: MAR; JUL; NOV
803 | H07B100803 | 11218 | BEMS | B | - | ACT | C | H07 | BEMS | HAEMODIALYSIS MACHINE | HAEMODIALYSIS MACHINE | BA | DIALYSIS CENTRE | GF | ISH/BE/01445 | 0 |  | 0 | HOSPITAL | 36000 | 0 | 0 | 0 | 0 | 0 | 0 | 0 | 0 | 0 | 0 | 2019-06-01 | 1900-01-01 | 8 | [8 empty] | DIALYSIS CENTRE |  |  |  | 0 | 0 | [12 empty] | admin | 2024-12-12 14:25 |  | NIKKISO | DBB-27 | J1512340 |  |  |  | 1 | B | 1 |  | SUP100044 | JKS BIOMEDICAL SDN BHD | STOR 13323 (FA) | JAPAN |  | CYMED SDN BHD |  |  | 0 | 0 | 0 | 0 |  |  |  |  | 2016-06-21 | KPJ Ipoh Specialist Hospital | 3 | [12 empty] | 2025-11-01 | 2026-03-01 | bar: MAR; JUL; NOV
804 | H07B100804 | 11218 | BEMS | B | - | ACT | C | H07 | BEMS | HAEMODIALYSIS MACHINE | HAEMODIALYSIS MACHINE | BA | DIALYSIS CENTRE | GF | ISH/BE/01446 | 0 |  | 0 | HOSPITAL | 36000 | 0 | 0 | 0 | 0 | 0 | 0 | 0 | 0 | 0 | 0 | 2019-06-01 | 1900-01-01 | 8 | [8 empty] | DIALYSIS CENTRE |  |  |  | 0 | 0 | [12 empty] | admin | 2024-12-12 14:25 |  | NIKKISO | DBB-27 | J1512339 |  |  |  | 1 | B | 1 |  | SUP100044 | JKS BIOMEDICAL SDN BHD | STOR 13323 (FA) | JAPAN |  | CYMED SDN BHD |  |  | 0 | 0 | 0 | 0 |  |  |  |  | 2016-06-21 | KPJ Ipoh Specialist Hospital | 3 | [12 empty] | 2025-11-01 | 2026-03-01 | bar: MAR; JUL; NOV
805 | H07B100805 | 11218 | BEMS | B | - | ACT | C | H07 | BEMS | HAEMODIALYSIS MACHINE | HAEMODIALYSIS MACHINE | BA | DIALYSIS CENTRE | GF | ISH/BE/01447 | 0 |  | 0 | HOSPITAL | 36000 | 0 | 0 | 0 | 0 | 0 | 0 | 0 | 0 | 0 | 0 | 2019-06-01 | 1900-01-01 | 8 | [8 empty] | DIALYSIS CENTRE |  |  |  | 0 | 0 | [12 empty] | admin | 2024-12-12 14:25 |  | NIKKISO | DBB-27 | J1509191 |  |  |  | 1 | B | 1 |  | SUP100044 | JKS BIOMEDICAL SDN BHD | STOR 13323 (FA) | JAPAN |  | CYMED SDN BHD |  |  | 0 | 0 | 0 | 0 |  |  |  |  | 2016-06-21 | KPJ Ipoh Specialist Hospital | 3 | [12 empty] | 2025-11-01 | 2026-03-01 | bar: MAR; JUL; NOV
806 | H07B100806 | 11218 | BEMS | B | - | ACT | C | H07 | BEMS | HAEMODIALYSIS MACHINE | HAEMODIALYSIS MACHINE | BA | DIALYSIS CENTRE | GF | ISH/BE/01448 | 0 |  | 0 | HOSPITAL | 36000 | 0 | 0 | 0 | 0 | 0 | 0 | 0 | 0 | 0 | 0 | 2019-06-01 | 1900-01-01 | 8 | [8 empty] | DIALYSIS CENTRE |  |  |  | 0 | 0 | [12 empty] | admin | 2024-12-12 14:25 |  | NIKKISO | DBB-27 | J1512300 |  |  |  | 1 | B | 1 |  | SUP100044 | JKS BIOMEDICAL SDN BHD | STOR 13323 (FA) | JAPAN |  | CYMED SDN BHD |  |  | 0 | 0 | 0 | 0 |  |  |  |  | 2016-06-21 | KPJ Ipoh Specialist Hospital | 3 | [12 empty] | 2025-11-01 | 2026-03-01 | bar: MAR; JUL; NOV
807 | H07B100807 | 11218 | BEMS | B | - | ACT | C | H07 | BEMS | HAEMODIALYSIS MACHINE | HAEMODIALYSIS MACHINE | BA | DIALYSIS CENTRE | GF | ISH/BE/01449 | 0 |  | 0 | HOSPITAL | 36000 | 0 | 0 | 0 | 0 | 0 | 0 | 0 | 0 | 0 | 0 | 2019-06-01 | 1900-01-01 | 8 | [8 empty] | DIALYSIS CENTRE |  |  |  | 0 | 0 | [12 empty] | admin | 2024-12-12 14:25 |  | NIKKISO | DBB-27 | J1509498 |  |  |  | 1 | B | 1 |  | SUP100044 | JKS BIOMEDICAL SDN BHD | STOR 13323 (FA) | JAPAN |  | CYMED SDN BHD |  |  | 0 | 0 | 0 | 0 |  |  |  |  | 2016-06-21 | KPJ Ipoh Specialist Hospital | 3 | [12 empty] | 2025-11-01 | 2026-03-01 | bar: MAR; JUL; NOV
808 | H07B100808 | 11218 | BEMS | B | - | ACT | C | H07 | BEMS | HAEMODIALYSIS MACHINE | HAEMODIALYSIS MACHINE | BA | DIALYSIS CENTRE | GF | ISH/BE/01450 | 0 |  | 0 | HOSPITAL | 36000 | 0 | 0 | 0 | 0 | 0 | 0 | 0 | 0 | 0 | 0 | 2019-06-01 | 1900-01-01 | 8 | [8 empty] | DIALYSIS CENTRE |  |  |  | 0 | 0 | [12 empty] | admin | 2024-12-12 14:25 |  | NIKKISO | DBB-27 | J1510709 |  |  |  | 1 | B | 1 |  | SUP100044 | JKS BIOMEDICAL SDN BHD | STOR 13323 (FA) | JAPAN |  | CYMED SDN BHD |  |  | 0 | 0 | 0 | 0 |  |  |  |  | 2016-06-21 | KPJ Ipoh Specialist Hospital | 3 | [12 empty] | 2025-11-01 | 2026-03-01 | bar: MAR; JUL; NOV
809 | H07B100809 | 11218 | BEMS | B | - | ACT | C | H07 | BEMS | HAEMODIALYSIS MACHINE | HAEMODIALYSIS MACHINE | BA | DIALYSIS CENTRE | GF | ISH/BE/01451 | 0 |  | 0 | HOSPITAL | 36000 | 0 | 0 | 0 | 0 | 0 | 0 | 0 | 0 | 0 | 0 | 2019-06-01 | 1900-01-01 | 8 | [8 empty] | DIALYSIS CENTRE |  |  |  | 0 | 0 | [12 empty] | admin | 2024-12-12 14:25 |  | NIKKISO | DBB-27 | J1603110 |  |  |  | 1 | B | 1 |  | SUP100044 | JKS BIOMEDICAL SDN BHD | STOR 13323 (FA) | JAPAN |  | CYMED SDN BHD |  |  | 0 | 0 | 0 | 0 |  |  |  |  | 2016-06-21 | KPJ Ipoh Specialist Hospital | 3 | [12 empty] | 2025-11-01 | 2026-03-01 | bar: MAR; JUL; NOV
771 | H07B100771 | - | BEMS | B | - | ACT | C | H07 | BEMS | R/O SYSTEM | R/O SYSTEM | BA | DIALYSIS CENTRE | GF |  | 0 |  | 0 | HOSPITAL | 132000 | 0 | 0 | 0 | 0 | 0 | 0 | 0 | 0 | 0 | 0 | 2019-06-01 | 1900-01-01 | 8 | [8 empty] | DIALYSIS CENTRE |  |  |  | 0 | 0 | [12 empty] | admin | 2024-12-12 14:25 |  | HD INTEGRA AEROS | HD-35 | RO-2016-039 (MK 2) |  |  |  | 1 | B | 1 |  | SUP100044 | JKS BIOMEDICAL SDN BHD | STOR 133223 (FA) | MALAYSIA |  | JKS BIOMEDICAL SDN BHD |  |  | 0 | 0 | 0 | 0 |  |  |  |  | 2016-06-26 | KPJ Ipoh Specialist Hospital | 3 | [12 empty] | 2025-12-01 | 2026-04-01 | bar: APR; AUG; DEC
772 | H07B100772 | - | BEMS | B | - | ACT | C | H07 | BEMS | R/O STORAGE TANK | R/O STORAGE TANK | BA | DIALYSIS CENTRE | GF |  | 0 |  | 0 | HOSPITAL | 29000 | 0 | 0 | 0 | 0 | 0 | 0 | 0 | 0 | 0 | 0 | 2019-06-01 | 1900-01-01 | 8 | [8 empty] | DIALYSIS CENTRE |  |  |  | 0 | 0 | [12 empty] | admin | 2024-12-12 14:25 |  | HD INTEGRA | ST-500 | ST-2016-025 |  |  |  | 1 | B | 1 |  | SUP100044 | JKS BIOMEDICAL SDN BHD | STOR 133223 (FA) | MALAYSIA |  | JKS BIOMEDICAL SDN BHD |  |  | 0 | 0 | 0 | 0 |  |  |  |  | 2016-06-26 | KPJ Ipoh Specialist Hospital | 3 | [12 empty] | 2025-12-01 | 2026-04-01 | bar: APR; AUG; DEC
810 | H07B100810 | 11218 | BEMS | B | - | ACT | C | H07 | BEMS | HAEMODIALYSIS MACHINE | HAEMODIALYSIS MACHINE | BA | DIALYSIS CENTRE | GF | ISH/BE/01452 | 0 |  | 0 | HOSPITAL | 36000 | 0 | 0 | 0 | 0 | 0 | 0 | 0 | 0 | 0 | 0 | 2019-08-01 | 1900-01-01 | 8 | [8 empty] | DIALYSIS CENTRE |  |  |  | 0 | 0 | [12 empty] | admin | 2024-12-12 14:25 |  | NIKKISO | DBB-27 | J1604740 |  |  |  | 1 | B | 1 |  | SUP100044 | JKS BIOMEDICAL SDN BHD | STOR 13323 (FA) | JAPAN |  | CYMED SDN BHD |  |  | 0 | 0 | 0 | 0 |  |  |  |  | 2016-08-15 | KPJ Ipoh Specialist Hospital | 3 | [12 empty] | 2025-12-01 | 2026-04-01 | bar: APR; AUG; DEC
811 | H07B100811 | 11218 | BEMS | B | - | ACT | C | H07 | BEMS | HAEMODIALYSIS MACHINE | HAEMODIALYSIS MACHINE | BA | DIALYSIS CENTRE | GF | ISH/BE/01453 | 0 |  | 0 | HOSPITAL | 36000 | 0 | 0 | 0 | 0 | 0 | 0 | 0 | 0 | 0 | 0 | 2019-08-01 | 1900-01-01 | 8 | [8 empty] | DIALYSIS CENTRE |  |  |  | 0 | 0 | [12 empty] | admin | 2024-12-12 14:25 |  | NIKKISO | DBB-27 | J1604741 |  |  |  | 1 | B | 1 |  | SUP100044 | JKS BIOMEDICAL SDN BHD | STOR 13323 (FA) | JAPAN |  | CYMED SDN BHD |  |  | 0 | 0 | 0 | 0 |  |  |  |  | 2016-08-15 | KPJ Ipoh Specialist Hospital | 3 | [12 empty] | 2025-12-01 | 2026-04-01 | bar: APR; AUG; DEC
812 | H07B100812 | 11218 | BEMS | B | - | ACT | C | H07 | BEMS | HAEMODIALYSIS MACHINE | HAEMODIALYSIS MACHINE | BA | DIALYSIS CENTRE | GF | ISH/BE/01454 | 0 |  | 0 | HOSPITAL | 36000 | 0 | 0 | 0 | 0 | 0 | 0 | 0 | 0 | 0 | 0 | 2019-08-01 | 1900-01-01 | 8 | [8 empty] | DIALYSIS CENTRE |  |  |  | 0 | 0 | [12 empty] | admin | 2024-12-12 14:25 |  | NIKKISO | DBB-27 | J1604742 |  |  |  | 1 | B | 1 |  | SUP100044 | JKS BIOMEDICAL SDN BHD | STOR 13323 (FA) | JAPAN |  | CYMED SDN BHD |  |  | 0 | 0 | 0 | 0 |  |  |  |  | 2016-08-15 | KPJ Ipoh Specialist Hospital | 3 | [12 empty] | 2025-12-01 | 2026-04-01 | bar: APR; AUG; DEC
813 | H07B100813 | 11218 | BEMS | B | - | ACT | C | H07 | BEMS | HAEMODIALYSIS MACHINE | HAEMODIALYSIS MACHINE | BA | DIALYSIS CENTRE | GF | ISH/BE/01455 | 0 |  | 0 | HOSPITAL | 36000 | 0 | 0 | 0 | 0 | 0 | 0 | 0 | 0 | 0 | 0 | 2019-08-01 | 1900-01-01 | 8 | [8 empty] | DIALYSIS CENTRE |  |  |  | 0 | 0 | [12 empty] | admin | 2024-12-12 14:25 |  | NIKKISO | DBB-27 | J1604743 |  |  |  | 1 | B | 1 |  | SUP100044 | JKS BIOMEDICAL SDN BHD | STOR 13323 (FA) | JAPAN |  | CYMED SDN BHD |  |  | 0 | 0 | 0 | 0 |  |  |  |  | 2016-08-15 | KPJ Ipoh Specialist Hospital | 3 | [12 empty] | 2025-12-01 | 2026-04-01 | bar: APR; AUG; DEC
814 | H07B100814 | 11218 | BEMS | B | - | ACT | C | H07 | BEMS | HAEMODIALYSIS MACHINE | HAEMODIALYSIS MACHINE | BA | DIALYSIS CENTRE | GF | ISH/BE/01456 | 0 |  | 0 | HOSPITAL | 36000 | 0 | 0 | 0 | 0 | 0 | 0 | 0 | 0 | 0 | 0 | 2019-08-01 | 1900-01-01 | 8 | [8 empty] | DIALYSIS CENTRE |  |  |  | 0 | 0 | [12 empty] | admin | 2024-12-12 14:25 |  | NIKKISO | DBB-27 | J1604744 |  |  |  | 1 | B | 1 |  | SUP100044 | JKS BIOMEDICAL SDN BHD | STOR 13323 (FA) | JAPAN |  | CYMED SDN BHD |  |  | 0 | 0 | 0 | 0 |  |  |  |  | 2016-08-15 | KPJ Ipoh Specialist Hospital | 3 | [12 empty] | 2025-12-01 | 2026-04-01 | bar: APR; AUG; DEC
815 | H07B100815 | 11218 | BEMS | B | - | ACT | C | H07 | BEMS | HAEMODIALYSIS MACHINE | HAEMODIALYSIS MACHINE | BA | DIALYSIS CENTRE | GF | ISH/BE/01457 | 0 |  | 0 | HOSPITAL | 36000 | 0 | 0 | 0 | 0 | 0 | 0 | 0 | 0 | 0 | 0 | 2019-08-01 | 1900-01-01 | 8 | [8 empty] | DIALYSIS CENTRE |  |  |  | 0 | 0 | [12 empty] | admin | 2024-12-12 14:25 |  | NIKKISO | DBB-27 | J1604823 |  |  |  | 1 | B | 1 |  | SUP100044 | JKS BIOMEDICAL SDN BHD | STOR 13323 (FA) | JAPAN |  | CYMED SDN BHD |  |  | 0 | 0 | 0 | 0 |  |  |  |  | 2016-08-15 | KPJ Ipoh Specialist Hospital | 3 | [12 empty] | 2025-12-01 | 2026-04-01 | bar: APR; AUG; DEC
816 | H07B100816 | 11218 | BEMS | B | - | ACT | C | H07 | BEMS | HAEMODIALYSIS MACHINE | HAEMODIALYSIS MACHINE | BA | DIALYSIS CENTRE | GF | ISH/BE/01458 | 0 |  | 0 | HOSPITAL | 36000 | 0 | 0 | 0 | 0 | 0 | 0 | 0 | 0 | 0 | 0 | 2019-08-01 | 1900-01-01 | 8 | [8 empty] | DIALYSIS CENTRE |  |  |  | 0 | 0 | [12 empty] | admin | 2024-12-12 14:25 |  | NIKKISO | DBB-27 | J1604824 |  |  |  | 1 | B | 1 |  | SUP100044 | JKS BIOMEDICAL SDN BHD | STOR 13323 (FA) | JAPAN |  | CYMED SDN BHD |  |  | 0 | 0 | 0 | 0 |  |  |  |  | 2016-08-15 | KPJ Ipoh Specialist Hospital | 3 | [12 empty] | 2025-12-01 | 2026-04-01 | bar: APR; AUG; DEC
817 | H07B100817 | 11218 | BEMS | B | - | ACT | C | H07 | BEMS | HAEMODIALYSIS MACHINE | HAEMODIALYSIS MACHINE | BA | DIALYSIS CENTRE | GF | ISH/BE/01459 | 0 |  | 0 | HOSPITAL | 36000 | 0 | 0 | 0 | 0 | 0 | 0 | 0 | 0 | 0 | 0 | 2019-08-01 | 1900-01-01 | 8 | [8 empty] | DIALYSIS CENTRE |  |  |  | 0 | 0 | [12 empty] | admin | 2024-12-12 14:25 |  | NIKKISO | DBB-27 | J1604825 |  |  |  | 1 | B | 1 |  | SUP100044 | JKS BIOMEDICAL SDN BHD | STOR 13323 (FA) | JAPAN |  | CYMED SDN BHD |  |  | 0 | 0 | 0 | 0 |  |  |  |  | 2016-08-15 | KPJ Ipoh Specialist Hospital | 3 | [12 empty] | 2025-12-01 | 2026-04-01 | bar: APR; AUG; DEC
818 | H07B100818 | 11218 | BEMS | B | - | ACT | C | H07 | BEMS | HAEMODIALYSIS MACHINE | HAEMODIALYSIS MACHINE | BA | DIALYSIS CENTRE | GF | ISH/BE/01460 | 0 |  | 0 | HOSPITAL | 36000 | 0 | 0 | 0 | 0 | 0 | 0 | 0 | 0 | 0 | 0 | 2019-08-01 | 1900-01-01 | 8 | [8 empty] | DIALYSIS CENTRE |  |  |  | 0 | 0 | [12 empty] | admin | 2024-12-12 14:25 |  | NIKKISO | DBB-27 | J1604826 |  |  |  | 1 | B | 1 |  | SUP100044 | JKS BIOMEDICAL SDN BHD | STOR 13323 (FA) | JAPAN |  | CYMED SDN BHD |  |  | 0 | 0 | 0 | 0 |  |  |  |  | 2016-08-15 | KPJ Ipoh Specialist Hospital | 3 | [12 empty] | 2025-12-01 | 2026-04-01 | bar: APR; AUG; DEC
819 | H07B100819 | 11218 | BEMS | B | - | ACT | C | H07 | BEMS | HAEMODIALYSIS MACHINE | HAEMODIALYSIS MACHINE | BA | DIALYSIS CENTRE | GF | ISH/BE/01461 | 0 |  | 0 | HOSPITAL | 36000 | 0 | 0 | 0 | 0 | 0 | 0 | 0 | 0 | 0 | 0 | 2019-08-01 | 1900-01-01 | 8 | [8 empty] | DIALYSIS CENTRE |  |  |  | 0 | 0 | [12 empty] | admin | 2024-12-12 14:25 |  | NIKKISO | DBB-27 | J1604827 |  |  |  | 1 | B | 1 |  | SUP100044 | JKS BIOMEDICAL SDN BHD | STOR 13323 (FA) | JAPAN |  | CYMED SDN BHD |  |  | 0 | 0 | 0 | 0 |  |  |  |  | 2016-08-15 | KPJ Ipoh Specialist Hospital | 3 | [12 empty] | 2025-12-01 | 2026-04-01 | bar: APR; AUG; DEC
820 | H07B100820 | 11218 | BEMS | B | - | ACT | C | H07 | BEMS | HAEMODIALYSIS MACHINE | HAEMODIALYSIS MACHINE | BA | DIALYSIS CENTRE | GF | ISH/BE/01462 | 0 |  | 0 | HOSPITAL | 36000 | 0 | 0 | 0 | 0 | 0 | 0 | 0 | 0 | 0 | 0 | 2019-08-01 | 1900-01-01 | 8 | [8 empty] | DIALYSIS CENTRE |  |  |  | 0 | 0 | [12 empty] | admin | 2024-12-12 14:25 |  | NIKKISO | DBB-27 | J1604876 |  |  |  | 1 | B | 1 |  | SUP100044 | JKS BIOMEDICAL SDN BHD | STOR 13323 (FA) | JAPAN |  | CYMED SDN BHD |  |  | 0 | 0 | 0 | 0 |  |  |  |  | 2016-08-15 | KPJ Ipoh Specialist Hospital | 3 | [12 empty] | 2025-12-01 | 2026-04-01 | bar: APR; AUG; DEC
821 | H07B100821 | 11218 | BEMS | B | - | ACT | C | H07 | BEMS | HAEMODIALYSIS MACHINE | HAEMODIALYSIS MACHINE | BA | DIALYSIS CENTRE | GF | ISH/BE/01463 | 0 |  | 0 | HOSPITAL | 36000 | 0 | 0 | 0 | 0 | 0 | 0 | 0 | 0 | 0 | 0 | 2019-08-01 | 1900-01-01 | 8 | [8 empty] | DIALYSIS CENTRE |  |  |  | 0 | 0 | [12 empty] | admin | 2024-12-12 14:25 |  | NIKKISO | DBB-27 | J1604877 |  |  |  | 1 | B | 1 |  | SUP100044 | JKS BIOMEDICAL SDN BHD | STOR 13323 (FA) | JAPAN |  | CYMED SDN BHD |  |  | 0 | 0 | 0 | 0 |  |  |  |  | 2016-08-15 | KPJ Ipoh Specialist Hospital | 3 | [12 empty] | 2025-12-01 | 2026-04-01 | bar: APR; AUG; DEC
822 | H07B100822 | 11218 | BEMS | B | - | ACT | C | H07 | BEMS | HAEMODIALYSIS MACHINE | HAEMODIALYSIS MACHINE | BA | DIALYSIS CENTRE | GF | ISH/BE/01464 | 0 |  | 0 | HOSPITAL | 36000 | 0 | 0 | 0 | 0 | 0 | 0 | 0 | 0 | 0 | 0 | 2019-08-01 | 1900-01-01 | 8 | [8 empty] | DIALYSIS CENTRE |  |  |  | 0 | 0 | [12 empty] | admin | 2024-12-12 14:25 |  | NIKKISO | DBB-27 | J1604878 |  |  |  | 1 | B | 1 |  | SUP100044 | JKS BIOMEDICAL SDN BHD | STOR 13323 (FA) | JAPAN |  | CYMED SDN BHD |  |  | 0 | 0 | 0 | 0 |  |  |  |  | 2016-08-15 | KPJ Ipoh Specialist Hospital | 3 | [12 empty] | 2025-12-01 | 2026-04-01 | bar: APR; AUG; DEC
823 | H07B100823 | 11218 | BEMS | B | - | ACT | C | H07 | BEMS | HAEMODIALYSIS MACHINE | HAEMODIALYSIS MACHINE | BA | DIALYSIS CENTRE | GF | ISH/BE/01465 | 0 |  | 0 | HOSPITAL | 36000 | 0 | 0 | 0 | 0 | 0 | 0 | 0 | 0 | 0 | 0 | 2019-08-01 | 1900-01-01 | 8 | [8 empty] | DIALYSIS CENTRE |  |  |  | 0 | 0 | [12 empty] | admin | 2024-12-12 14:25 |  | NIKKISO | DBB-27 | J1604879 |  |  |  | 1 | B | 1 |  | SUP100044 | JKS BIOMEDICAL SDN BHD | STOR 13323 (FA) | JAPAN |  | CYMED SDN BHD |  |  | 0 | 0 | 0 | 0 |  |  |  |  | 2016-08-15 | KPJ Ipoh Specialist Hospital | 3 | [12 empty] | 2025-12-01 | 2026-04-01 | bar: APR; AUG; DEC
824 | H07B100824 | 11218 | BEMS | B | - | ACT | C | H07 | BEMS | HAEMODIALYSIS MACHINE | HAEMODIALYSIS MACHINE | BA | DIALYSIS CENTRE | GF | ISH/BE/01466 | 0 |  | 0 | HOSPITAL | 36000 | 0 | 0 | 0 | 0 | 0 | 0 | 0 | 0 | 0 | 0 | 2019-08-01 | 1900-01-01 | 8 | [8 empty] | DIALYSIS CENTRE |  |  |  | 0 | 0 | [12 empty] | admin | 2024-12-12 14:25 |  | NIKKISO | DBB-27 | J1604880 |  |  |  | 1 | B | 1 |  | SUP100044 | JKS BIOMEDICAL SDN BHD | STOR 13323 (FA) | JAPAN |  | CYMED SDN BHD |  |  | 0 | 0 | 0 | 0 |  |  |  |  | 2016-08-15 | KPJ Ipoh Specialist Hospital | 3 | [12 empty] | 2025-12-01 | 2026-04-01 | bar: APR; AUG; DEC
825 | H07B100825 | 11218 | BEMS | B | - | ACT | C | H07 | BEMS | HAEMODIALYSIS MACHINE | HAEMODIALYSIS MACHINE | BA | DIALYSIS CENTRE | GF | ISH/BE/01467 | 0 |  | 0 | HOSPITAL | 36000 | 0 | 0 | 0 | 0 | 0 | 0 | 0 | 0 | 0 | 0 | 2019-08-01 | 1900-01-01 | 8 | [8 empty] | DIALYSIS CENTRE |  |  |  | 0 | 0 | [12 empty] | admin | 2024-12-12 14:25 |  | NIKKISO | DBB-27 | J1605204 |  |  |  | 1 | B | 1 |  | SUP100044 | JKS BIOMEDICAL SDN BHD | STOR 13323 (FA) | JAPAN |  | CYMED SDN BHD |  |  | 0 | 0 | 0 | 0 |  |  |  |  | 2016-08-15 | KPJ Ipoh Specialist Hospital | 3 | [12 empty] | 2025-12-01 | 2026-04-01 | bar: APR; AUG; DEC
826 | H07B100826 | 11218 | BEMS | B | - | ACT | C | H07 | BEMS | HAEMODIALYSIS MACHINE | HAEMODIALYSIS MACHINE | BA | DIALYSIS CENTRE | GF | ISH/BE/01468 | 0 |  | 0 | HOSPITAL | 36000 | 0 | 0 | 0 | 0 | 0 | 0 | 0 | 0 | 0 | 0 | 2019-08-01 | 1900-01-01 | 8 | [8 empty] | DIALYSIS CENTRE |  |  |  | 0 | 0 | [12 empty] | admin | 2024-12-12 14:25 |  | NIKKISO | DBB-27 | J1605205 |  |  |  | 1 | B | 1 |  | SUP100044 | JKS BIOMEDICAL SDN BHD | STOR 13323 (FA) | JAPAN |  | CYMED SDN BHD |  |  | 0 | 0 | 0 | 0 |  |  |  |  | 2016-08-15 | KPJ Ipoh Specialist Hospital | 3 | [12 empty] | 2025-12-01 | 2026-04-01 | bar: APR; AUG; DEC
827 | H07B100827 | 11218 | BEMS | B | - | ACT | C | H07 | BEMS | HAEMODIALYSIS MACHINE | HAEMODIALYSIS MACHINE | BA | DIALYSIS CENTRE | GF | ISH/BE/01469 | 0 |  | 0 | HOSPITAL | 36000 | 0 | 0 | 0 | 0 | 0 | 0 | 0 | 0 | 0 | 0 | 2019-08-01 | 1900-01-01 | 8 | [8 empty] | DIALYSIS CENTRE |  |  |  | 0 | 0 | [12 empty] | admin | 2024-12-12 14:25 |  | NIKKISO | DBB-27 | J1605206 |  |  |  | 1 | B | 1 |  | SUP100044 | JKS BIOMEDICAL SDN BHD | STOR 13323 (FA) | JAPAN |  | CYMED SDN BHD |  |  | 0 | 0 | 0 | 0 |  |  |  |  | 2016-08-15 | KPJ Ipoh Specialist Hospital | 3 | [12 empty] | 2025-12-01 | 2026-04-01 | bar: APR; AUG; DEC
961 | H07B100961 | 13469 | BEMS | B | - | ACT | C | H07 | BEMS | COMPUTED TOMOGRAPHY SYSTEM (CT SIM) | COMPUTED TOMOGRAPHY SYSTEM (CT SIM) | BA | RADIOTHERAPY | GF | ISH/BE/01748 | 0 |  | 0 | HOSPITAL | 2500000 | 0 | 0 | 0 | 0 | 0 | 0 | 0 | 0 | 0 | 0 | 2024-12-01 | 1900-01-01 | 10 | [8 empty] | RADIOTHERAPY |  |  |  | 0 | 0 | [12 empty] | admin | 2024-12-12 14:25 |  | CANON | AQUILION LB | 3CF2272466 |  |  |  | 1 | B | 1 |  | CANON MEDICAL SYSTEM SDN.BHD | CANON MEDICAL SYSTEM SDN.BHD | STOR 206114 | JAPAN |  | CANON MEDICAL SYSTEM SDN BHD |  |  | 0 | 0 | 0 | 0 |  |  |  |  | 2022-12-27 | KPJ Ipoh Specialist Hospital | 3 | [12 empty] | 2025-12-01 | 2026-04-01 | bar: APR; AUG; DEC
42 | H07B100042 | 17116 | BEMS | B | - | ACT | C | H07 | BEMS | DEFIBRILLATORS (AED) | DEFIBRILLATORS (AED) | BA | ICU | L01 | ISH/BE/00921 | 0 |  | 0 | HOSPITAL | 14700 | 0 | 0 | 0 | 0 | 0 | 0 | 0 | 0 | 0 | 0 | 2011-12-01 | 1900-01-01 | 14 | [8 empty] | ICU |  |  |  | 0 | 0 | [12 empty] | admin | 2024-12-12 14:25 |  | PHILIPS | FR2+ | 510800033 | INTENSIVE CARE UNIT SERVICES |  |  | 1 | B | 1 |  | UWC HEALTHCARE SDN BHD | UWC HEALTHCARE SDN BHD |  | GERMANY |  | BEMS ISH |  |  | 0 | 0 | 0 | 0 |  |  |  |  | 2010-12-21 | KPJ Ipoh Specialist Hospital | 0
505 | H07B100505 | - | BEMS | B | - | ACT | C | H07 | BEMS | PORTABLE ULTRASOUND | PORTABLE ULTRASOUND | BA | OT | L01 | ISH/BE/02102 | 0 |  | 0 | HOSPITAL | 38000 | 0 | 0 | 0 | 0 | 0 | 0 | 0 | 0 | 0 | 0 | 2026-11-27 | 1900-01-01 | 0 | [8 empty] | OT |  |  |  | 0 | 0 | [12 empty] | admin | 2024-12-12 14:25 |  | GE | GE VSCAN AIR CL G1 KIT | VA009003924 | OPERATION THEATRE |  |  | 1 | B | 1 |  | SUP100016 | INSAN BAKTI SDN BHD | STOR 229398 | USA |  | INSAN BAKTI SDN BHD |  |  | 0 | 0 | 0 | 0 |  |  |  |  | 2024-11-28 | KPJ Ipoh Specialist Hospital | 0
528 | H07B100528 | 17116 | BEMS | B | - | ACT | C | H07 | BEMS | AUTOMATED EXTERNAL DEFIBRILLATOR | AUTOMATED EXTERNAL DEFIBRILLATOR | BA | A&E | GF | ISH/BE/01515 | 0 |  | 0 | HOSPITAL | 13050 | 0 | 0 | 0 | 0 | 0 | 0 | 0 | 0 | 0 | 0 | 2025-04-01 | 1900-01-01 | 7 | [8 empty] | A&E |  |  |  | 0 | 0 | [12 empty] | admin | 2024-12-12 14:25 |  | DEFIBTECH | LIFELIVE PRO | 400042527 | ACCIDENT & EMERGENCY SERVICES |  |  | 1 | B | 1 |  | PERNIAGAAN MEGAMEDIK SDN BHD | PERNIAGAAN MEGAMEDIK SDN BHD | STOR 143297 (FA) | USA |  | BEMS ISH |  |  | 0 | 0 | 0 | 0 |  |  |  |  | 2017-04-26 | KPJ Ipoh Specialist Hospital | 0
680 | H07B100680 | 17424 | BEMS | B | - | ACT | C | H07 | BEMS | SCOPE BUDDY | SCOPE BUDDY | BB | DIAGNOSTIC CENTRE | L01 | ISH/BE/01276 | 0 |  | 0 | HOSPITAL | 7000 | 0 | 0 | 0 | 0 | 0 | 0 | 0 | 0 | 0 | 0 | 2015-06-01 | 1900-01-01 | 9 | [8 empty] | DIAGNOSTIC CENTRE |  |  |  | 0 | 0 | [12 empty] | admin | 2024-12-12 14:25 |  | MEDIVATORS | ECA-100G | SB761922-71 |  |  |  | 1 | B | 1 |  | GLOBAL HEALTHCARE LOGISTIC (M)SDN BHD | GLOBAL HEALTHCARE LOGISTIC (M)SDN BHD | STOR 123483(FA) | USA |  | MEDIVATOR SDN BHD |  |  | 0 | 0 | 0 | 0 |  |  |  |  | 2015-06-26 | KPJ Ipoh Specialist Hospital | 0
920 | H07B100920 | - | BEMS | B | - | ACT | C | H07 | BEMS | TENS WIRELESS PROFESSIONAL FULL 4 CHANNEL | TENS WIRELESS PROFESSIONAL FULL 4 CHANNEL | BA | PHYSIOTHERAPY | GF | ISH/BE/01962 | 0 |  | 0 | HOSPITAL | 24700 | 0 | 0 | 0 | 0 | 0 | 0 | 0 | 0 | 0 | 0 | 2026-01-08 | 1900-01-01 | 1 | [8 empty] | PHYSIOTHERAPY |  |  |  | 0 | 0 | [12 empty] | admin | 2024-12-12 14:25 |  | CHATTANOOGA | 2532119 | YMP022257 & YMP022116 |  |  |  | 1 | B | 1 |  | SUP100026 | PRINCIP ENGINEERING | STOR 220400 | USA |  | PRINCIP ENGINEERING |  |  | 0 | 0 | 0 | 0 |  |  |  |  | 2024-01-09 | KPJ Ipoh Specialist Hospital | 0
921 | H07B100921 | - | BEMS | B | - | ACT | C | H07 | BEMS | VITALSTIM PLUS ELECTROTHERAPY SYSTEM | VITALSTIM PLUS ELECTROTHERAPY SYSTEM | BA | PHYSIOTHERAPY | GF | ISH/BE/01963 | 0 |  | 0 | HOSPITAL | 24900 | 0 | 0 | 0 | 0 | 0 | 0 | 0 | 0 | 0 | 0 | 2026-01-08 | 1900-01-01 | 1 | [8 empty] | PHYSIOTHERAPY |  |  |  | 0 | 0 | [12 empty] | admin | 2024-12-12 14:25 |  | CHATTANOOGA | 5923-3 | (21)005720 |  |  |  | 1 | B | 1 |  | SUP100026 | PRINCIP ENGINEERING | STOR 220407 | USA |  | PRINCIP ENGINEERING |  |  | 0 | 0 | 0 | 0 |  |  |  |  | 2024-01-09 | KPJ Ipoh Specialist Hospital | 0
130 | H07B100130 | #N/A | 12276 | BEMS | B | - | ACT | N | H07 | BEMS | EXAMINATION LIGHT | EXAMINATION LIGHT | BA | ICU | L01 | ISH/BE/01802 | 0 |  | 0 | HOSPITAL | 850 | 0 | 0 | 0 | 0 | 0 | 0 | 0 | 0 | 0 | 0 | 2024-02-05 | 1900-01-01 | 0 | [8 empty] | ICU |  |  |  | 0 | 0 | [12 empty] | admin | 2024-12-12 14:25 |  | LKL ADVANCE METALTECH SDN | WM701-LED1 | 23SWM054013 | INTENSIVE CARE UNIT SERVICES |  |  | 1 | B | 1 |  | LKL ADVANCE METAKTECH SDN BHD | LKL ADVANCE METAKTECH SDN BHD | STOR 211444 | MALAYSIA |  | LKL ADVANCE METALTECH SDN BHD |  |  | 0 | 0 | 0 | 0 |  |  |  |  | 2023-03-05 | KPJ Ipoh Specialist Hospital | bar: MAY; DEC
1210 | H07B101210 | #N/A | - | BEMS | B | - | ACT | C | H07 | BEMS | TONOMETER | TONOMETER | BA | LASIK UNIT | GF | ISH/BE/01518 | 0 |  | 0 | HOSPITAL | 5600 | 0 | 0 | 0 | 0 | 0 | 0 | 0 | 0 | 0 | 0 | 2018-04-01 | 1900-01-01 | 7 | [8 empty] | LASIK UNIT |  |  |  | 0 | 0 | [12 empty] | admin | 2024-12-12 14:25 |  | ELAMED | TVGD | 0005 |  |  |  | 1 | B | 1 |  | E+MEDIQ SUPPLY SDN BHD | E+MEDIQ SUPPLY SDN BHD | STER155T15 | USA |  | BEMS |  |  | 0 | 0 | 0 | 0 |  |  |  |  | 2017-04-16 | KPJ Ipoh Specialist Hospital | bar: MAY

## additional asset ori
No. | Asset No | Group Code/UMDNS | Service | Trade | System Code | Status | Critical Factor | Hospital | Work Group | Short Description | Long Description | Block/Building | Asset Location | Floor/Level | Permanent ID | Parent Flag/ID | Parent ID | Barcode Print Count | Asset Owner | Asset Cost | MTD Labor Cost | MTD Material Cost | MTD Contract Cost | YTD Labor Cost | YTD Material Cost | YTD Contract Cost | LTD Labor Cost | LTD Material Cost | LTD Contract Cost | Residual Value | Warranty End Date | Purchase Date | Expected Life (Year) | Labor Account | Material Account | Contract Type | Room Code | Space Code | Space Type | Space Use | Space Category | User Area/Dept | Asset Number File | UDF Text 7 | Space Restriction | J.I. Inspected | Varchar10 | Total Size (m2) | Total Area (ft) | Roll up Size (SF) | MFA(D) | IGA | UDF Date1 | UDF Date2 | UDF Date3 | UDF Date4 | UDF Date5 | UDF Note1 | Warranty Notes | Created By | Created Date | Assigned To | Manufacturer/Brand | Model Number | Serial No | Department Description | Asset BI Description | Asset BM Description | Asset Equipment? | Trade | With Schedule Maintenance | Asset Number File | Supplier | Supplier Name | PO/LOA Number | Manufacturer Country | Country of Origin | Sevice Vendor | Warranty Type | Warranty Terms | Varchar19 | Varchar20 | Varchar21 | Varchar22 | Warranty Start Date | UDF Date7 | Manufactured Date | PO Date | T&&C Date | Hospital Name | code no | FREQ | LAST PPM DATE | NEXT PPM DATE | JAN | FEB | MAR | APR | MAY | JUN | JUL | AUG | SEP | OCT | NOV | DEC
|  | 12647 | BEMS |  |  | ACT | C | H07 | BEMS | PATIENT MONITORING SYSTEM | PATIENT MONITORING SYSTEM | BA | A&E | GF | ISH/BE/02267 |  |  |  |  | 54000 | [11 empty] | 2026-07-03 | 0 | [8 empty] | A&E | [20 empty] | NIHON KOHDEN | LIFESCOPE G7 CSM-1702K | 10560 | A&E | [6 empty] | STAR MEDICAL SYSTEM (M) SDN BHD | STAR MEDICAL SYSTEM (M) SDN BHD | STOR 251626 | JAPAN |  | STAR MEDICAL SYSTEM (M) SDN BHD | [10 empty] | 2026-07-03 | KPJ Ipoh Specialist Hospital | AEPM 9 | 2 | 2026-07-01 | 2027-01-01 | bar: JAN; JUL
|  | 12647 | BEMS |  |  | ACT | C | H07 | BEMS | PATIENT MONITORING SYSTEM | PATIENT MONITORING SYSTEM | BA | A&E | GF | ISH/BE/02268 |  |  |  |  | 54000 | [11 empty] | 2026-07-03 | 0 | [8 empty] | A&E | [20 empty] | NIHON KOHDEN | LIFESCOPE G7 CSM-1702K | 10561 | A&E | [6 empty] | STAR MEDICAL SYSTEM (M) SDN BHD | STAR MEDICAL SYSTEM (M) SDN BHD | STOR 251626 | JAPAN |  | STAR MEDICAL SYSTEM (M) SDN BHD | [10 empty] | 2026-07-03 | KPJ Ipoh Specialist Hospital | AEPM 10 | 2 | 2026-07-01 | 2027-01-01 | bar: JAN; JUL
|  |  | BEMS |  |  | ACT | C | H07 | BEMS | HYPER HYPOTHERMIA SYSTEM | HYPER HYPOTHERMIA SYSTEM | BA | CAOT | L01 | ISH/BE/02122 |  |  |  |  | 111477.74 | [11 empty] | 2025-02-04 | 1 | [8 empty] | CAOT | [20 empty] | EMMED | TRUECOOL PREMIUM | 2401-00132 | CAOT | [6 empty] | GEMILANG ASIA TECHNOLOGY SDN BHD | GEMILANG ASIA TECHNOLOGY SDN BHD | STOR 232822 | POLAND |  | GEMILANG ASIA TECHNOLOGY SDN BHD | [10 empty] | 2025-02-04 | KPJ Ipoh Specialist Hospital | HPT2 | 2 | 2026-02-01 | 2026-08-01 | bar: FEB; AUG
|  | 13217 | BEMS |  |  | ACT | C | H07 | BEMS | SYRINGE PUMP | SYRINGE PUMP | BA | CAOT | L01 | ISH/BE/02123 |  |  |  |  | 4000 | [11 empty] | 2025-02-26 | 1 | [8 empty] | CAOT | [20 empty] | MEDCAPTAIN | HP 30 | 6002411000237 | CAOT | [6 empty] | ONEHEART MEDIC SDN BHD | ONEHEART MEDIC SDN BHD | STOR 231798 | CHINA |  | ONEHEART MEDIC SDN BHD | [10 empty] | 2025-02-26 | KPJ Ipoh Specialist Hospital | CSP9 | 2 | 2026-02-01 | 2026-08-01 | bar: FEB; AUG
|  | 13217 | BEMS |  |  | ACT | C | H07 | BEMS | SYRINGE PUMP | SYRINGE PUMP | BA | CAOT | L01 | ISH/BE/02124 |  |  |  |  | 4000 | [11 empty] | 2025-02-26 | 1 | [8 empty] | CAOT | [20 empty] | MEDCAPTAIN | HP 30 | 6002411000247 | CAOT | [6 empty] | ONEHEART MEDIC SDN BHD | ONEHEART MEDIC SDN BHD | STOR 231797 | CHINA |  | ONEHEART MEDIC SDN BHD | [10 empty] | 2025-02-26 | KPJ Ipoh Specialist Hospital | CSP10 | 2 | 2026-02-01 | 2026-08-01 | bar: FEB; AUG
|  | 13217 | BEMS |  |  | ACT | C | H07 | BEMS | SYRINGE PUMP | SYRINGE PUMP | BA | CICU | L01 | ISH/BE/02107 |  |  |  |  | 4000 | [11 empty] | 2025-01-09 | 1 | [8 empty] | CICU | [20 empty] | MEDCAPTAIN | HP 30 | 6002408000291 | CICU | [6 empty] | ONEHEART MEDIC SDN BHD | ONEHEART MEDIC SDN BHD | STOR 232822 | CHINA |  | ONEHEART MEDIC SDN BHD | [10 empty] | 2025-01-09 | KPJ Ipoh Specialist Hospital | CP 22 | 2 | 2026-07-01 | 2027-01-01 | bar: JAN; JUL
|  | 13217 | BEMS |  |  | ACT | C | H07 | BEMS | SYRINGE PUMP | SYRINGE PUMP | BA | CICU | L01 | ISH/BE/02108 |  |  |  |  | 4000 | [11 empty] | 2025-01-09 | 1 | [8 empty] | CICU | [20 empty] | MEDCAPTAIN | HP 30 | 6002408000290 | CICU | [6 empty] | ONEHEART MEDIC SDN BHD | ONEHEART MEDIC SDN BHD | STOR 234611 | CHINA |  | ONEHEART MEDIC SDN BHD | [10 empty] | 2025-01-09 | KPJ Ipoh Specialist Hospital | CP 23 | 2 | 2026-07-01 | 2027-01-01 | bar: JAN; JUL
|  | 13217 | BEMS |  |  | ACT | C | H07 | BEMS | SYRINGE PUMP | SYRINGE PUMP | BA | CICU | L01 | ISH/BE/02109 |  |  |  |  | 4000 | [11 empty] | 2025-01-09 | 1 | [8 empty] | CICU | [20 empty] | MEDCAPTAIN | HP 30 | 6002408000284 | CICU | [6 empty] | ONEHEART MEDIC SDN BHD | ONEHEART MEDIC SDN BHD | STOR 229947 | CHINA |  | ONEHEART MEDIC SDN BHD | [10 empty] | 2025-01-09 | KPJ Ipoh Specialist Hospital | CP 24 | 2 | 2026-07-01 | 2027-01-01 | bar: JAN; JUL
|  |  | BEMS |  |  | ACT | C | H07 | BEMS | I-STAT | I-STAT | BA | CICU | L01 | ISH/BE/02221 |  |  |  |  | 68500 | [11 empty] | 2026-06-04 | 0 | [8 empty] | CICU | [20 empty] | ABBOTT | I-STAT ALINITY | 812888 | CICU | [6 empty] | TRANSMEDIC HEALTHCARE SDN BHD | TRANSMEDIC HEALTHCARE SDN BHD | STOR 250539 |  |  | TRANSMEDIC HEALTHCARE SDN BHD | [10 empty] | 2026-06-04 | KPJ Ipoh Specialist Hospital | IS 5 | 2 | 2026-06-01 | 2026-12-01 | bar: JUN; DEC
|  | 17144 | BEMS |  |  | ACT | C | H07 | BEMS | CYSTOSCOPE | CYSTOSCOPE | BB | DIAGNOSTIC CENTRE | L01 | ISH/BE/02103 |  |  |  |  | 66205.1 | [11 empty] | 2024-12-18 | 2 | [8 empty] | DIAGNOSTIC CENTRE | [20 empty] | OLYMPUS | CYF-VH | 7449526 | DIAGNOSTIC CENTRE | [6 empty] | OLYMPUS (M) SDN BHD | OLYMPUS (M) SDN BHD | STOR 234780 | JAPAN |  | OLYMPUS (M) SDN BHD | [10 empty] | 2024-12-18 | KPJ Ipoh Specialist Hospital | DCYS 2 | 1 | 2025-12-01 | 2026-12-01 | bar: DEC
|  | 18034 | BEMS |  |  | ACT | C | H07 | BEMS | VIDEO PROCESSOR | VIDEO PROCESSOR | BB | DIAGNOSTIC CENTRE | L01 | ISH/BE/02104 |  |  |  |  | 53793.13 | [11 empty] | 2024-12-18 | 2 | [8 empty] | DIAGNOSTIC CENTRE | [20 empty] | OLYMPUS | OTV-S200 | 7457611 | DIAGNOSTIC CENTRE | [6 empty] | OLYMPUS (M) SDN BHD | OLYMPUS (M) SDN BHD | STOR 230802 | JAPAN |  | OLYMPUS (M) SDN BHD | [10 empty] | 2024-12-18 | KPJ Ipoh Specialist Hospital | DCVR 4 | 1 | 2025-11-01 | 2026-11-01 | bar: NOV
|  |  | BEMS |  |  | ACT | C | H07 | BEMS | FIBROSCAN | FIBROSCAN | BB | DIAGNOSTIC CENTRE | L01 | ISH/BE/02105 |  |  |  |  | 358000 | [11 empty] | 2024-12-31 | 2 | [8 empty] | DIAGNOSTIC CENTRE | [20 empty] | ECHOSENS | F430 | F96651 | DIAGNOSTIC CENTRE | [6 empty] | UNITED ITALIAN TRADING (M) SDN BHD | UNITED ITALIAN TRADING (M) SDN BHD | STOR 241706 | USA |  | UNITED ITALIAN TRADING (M) SDN BHD | [10 empty] | 2024-12-31 | KPJ Ipoh Specialist Hospital | FS | 1 | 2025-12-01 | 2026-12-01 | bar: DEC
|  | 17723 | BEMS |  |  | ACT | C | H07 | BEMS | STRESS TEST SYSTEM | STRESS TEST SYSTEM | BB | DIAGNOSTIC CENTRE | L01 | ISH/BE/02126 |  |  |  |  | 122000 | [11 empty] | 2025-03-14 | 1 | [8 empty] | DIAGNOSTIC CENTRE | [20 empty] | NORAV MEDICAL | NORAV | D12851 | DIAGNOSTIC CENTRE | [6 empty] | SUN MEDICAL SYSTEMS SDN. BHD | SUN MEDICAL SYSTEMS SDN. BHD | STOR 241707 | CHINA |  | SUN MEDICAL SYSTEM SDN. BHD | [10 empty] | 2025-03-14 | KPJ Ipoh Specialist Hospital | DCST 14 | 2 | 2026-03-01 | 2026-09-01 | bar: MAR; SEP
|  |  | BEMS |  |  | ACT | C | H07 | BEMS | ENDOSCOPE WARSHER | ENDOSCOPE WARSHER | BB | DIAGNOSTIC CENTRE | L01 | ISH/BE/02136 |  |  |  |  | 200000 | [11 empty] | 2025-07-25 | 1 | [8 empty] | DIAGNOSTIC CENTRE | [20 empty] | NOUVA S.B. SYSTEM SRL | GANDY 90 | 000054 | DIAGNOSTIC CENTRE | [6 empty] | DIVAS MEDICAL SDN BHD | DIVAS MEDICAL SDN BHD | STOR 242666 (FA) | ITALY |  | DIVAS MEDICAL SDN BHD | [10 empty] | 2025-07-25 | KPJ Ipoh Specialist Hospital | DCWS2 | 2 | 2026-07-01 | 2027-01-01 | bar: JAN; JUL
|  | 15205 | BEMS |  |  | ACT | C | H07 | BEMS | SCOPE CABINET | SCOPE CABINET | BB | DIAGNOSTIC CENTRE | L01 | ISH/BE/02137 |  |  |  |  | 124000 | [11 empty] | 2025-07-25 | 1 | [8 empty] | DIAGNOSTIC CENTRE | [20 empty] | NOUVA S.B. SYSTEM SRL | GANDY ESC 9.H | 000030 | DIAGNOSTIC CENTRE | [6 empty] | DIVAS MEDICAL SDN BHD | DIVAS MEDICAL SDN BHD | STOR 242666 (FA) | ITALY |  | DIVAS MEDICAL SDN BHD | [10 empty] | 2025-07-25 | KPJ Ipoh Specialist Hospital | DCSC1 | 1 | 2026-07-01 | 2027-07-01 | bar: JUL
|  | 17424 | BEMS |  |  | ACT | C | H07 | BEMS | SCOPE BUDDY | SCOPE BUDDY | BB | DIAGNOSTIC CENTRE | L01 | ISH/BE/02160 |  |  |  |  | 11000 | [11 empty] | 2025-09-03 | 1 | [8 empty] | DIAGNOSTIC CENTRE | [20 empty] | MEDIVATOR | EFAING | 13157681 | DIAGNOSTIC CENTRE | [6 empty] | STERIS MALAYSIA SDN BHD | STERIS MALAYSIA SDN BHD | 242695 (FA)- ARIBA | USA |  | STERIS MALAYSIA SDN BHD | [10 empty] | 2025-09-03 | KPJ Ipoh Specialist Hospital | DCSB 2 | 0
|  | 17424 | BEMS |  |  | ACT | C | H07 | BEMS | SCOPE BUDDY | SCOPE BUDDY | BB | DIAGNOSTIC CENTRE | L01 | ISH/BE/02161 |  |  |  |  | 11000 | [11 empty] | 2025-09-03 | 1 | [8 empty] | DIAGNOSTIC CENTRE | [20 empty] | MEDIVATOR | EFAING | 13157682 | DIAGNOSTIC CENTRE | [6 empty] | STERIS MALAYSIA SDN BHD | STERIS MALAYSIA SDN BHD | 242696 (FA)- ARIBA | USA |  | STERIS MALAYSIA SDN BHD | [10 empty] | 2025-09-03 | KPJ Ipoh Specialist Hospital | DCSB 3 | 0
|  | 17204 | BEMS |  |  | ACT | C | H07 | BEMS | SCANNING SYSTEMS, ULTRASONIC | SCANNING SYSTEMS, ULTRASONIC | BB | DIAGNOSTIC CENTRE | L01 | ISH/BE/02162 |  |  |  |  | 650000 | [11 empty] | 2025-10-07 | 1 | [8 empty] | DIAGNOSTIC CENTRE | [20 empty] | GE | VIVID E95 | AU89131 | DIAGNOSTIC CENTRE | [6 empty] | I-MEDIC IMAGING SDN BHD | I-MEDIC IMAGING SDN BHD | STOR 245593 (FA) | GERMANY |  | I-MEDIC IMAGING SDN BHD | [10 empty] | 2025-10-07 | KPJ Ipoh Specialist Hospital | DCUS8 | 2 | 2026-04-01 | 2026-10-01 | bar: APR; OCT
|  | 17723 | BEMS |  |  | ACT | C | H07 | BEMS | STRESS TEST SYSTEM | STRESS TEST SYSTEM | BB | DIAGNOSTIC CENTRE | L01 | ISH/BE/02164 |  |  |  |  | 122000 | [11 empty] | 2025-10-17 | 1 | [8 empty] | DIAGNOSTIC CENTRE | [20 empty] | NORAV MEDICAL | NORAV | 379A24 | DIAGNOSTIC CENTRE | [6 empty] | SUN MEDICAL SYSTEMS SDN. BHD | SUN MEDICAL SYSTEMS SDN. BHD | 242696 (FA)- ARIBA | CHINA |  | SUN MEDICAL SYSTEM SDN. BHD | [10 empty] | 2025-10-17 | KPJ Ipoh Specialist Hospital | DCST 15 | 2 | 2026-04-01 | 2026-10-01 | bar: APR; OCT
|  | 17723 | BEMS |  |  | ACT | C | H07 | BEMS | AUTOMATED BLOOD PRESSURE MONITOR FOR STRESS TEST | AUTOMATED BLOOD PRESSURE MONITOR FOR STRESS TEST | BB | DIAGNOSTIC CENTRE | L01 | ISH/BE/02164 |  |  |  |  | 11700 | [11 empty] | 2025-11-10 | 1 | [8 empty] | DIAGNOSTIC CENTRE | [20 empty] | SUNTECH MEDICAL | TANGO M2 | M00129994 | DIAGNOSTIC CENTRE | [6 empty] | SUN MEDICAL SYSTEMS SDN. BHD | SUN MEDICAL SYSTEMS SDN. BHD | STOR 241707 (FA) | CHINA |  | SUN MEDICAL SYSTEM SDN. BHD | [10 empty] | 2025-11-10 | KPJ Ipoh Specialist Hospital | DCST 15 | 2 | 2026-05-01 | 2026-11-01 | bar: MAY; NOV
|  | 17723 | BEMS |  |  | ACT | C | H07 | BEMS | STRESS TEST SYSTEM | STRESS TEST SYSTEM | BB | DIAGNOSTIC CENTRE | L01 | ISH/BE/02165 |  |  |  |  | 122000 | [11 empty] | 2025-10-17 | 1 | [8 empty] | DIAGNOSTIC CENTRE | [20 empty] | NORAV MEDICAL | NORAV | 378A24 | DIAGNOSTIC CENTRE | [6 empty] | SUN MEDICAL SYSTEMS SDN. BHD | SUN MEDICAL SYSTEMS SDN. BHD | STOR 243404 (FA) | CHINA |  | SUN MEDICAL SYSTEM SDN. BHD | [10 empty] | 2025-10-17 | KPJ Ipoh Specialist Hospital | DCST 16 | 2 | 2026-04-01 | 2026-10-01 | bar: APR; OCT
|  | 15205 | BEMS |  |  | ACT | C | H07 | BEMS | SCOPE CABINET | SCOPE CABINET | BB | DIAGNOSTIC CENTRE | L01 | ISH/BE/02166 |  |  |  |  | 124000 | [11 empty] | 2025-11-06 | 1 | [8 empty] | DIAGNOSTIC CENTRE | [20 empty] | NOUVA S.B. SYSTEM SRL | GANDY ESC 9.H | 000039 | DIAGNOSTIC CENTRE | [6 empty] | DIVAS MEDICAL SDN BHD | DIVAS MEDICAL SDN BHD | STOR 227722 | ITALY |  | DIVAS MEDICAL SDN BHD | [10 empty] | 2025-11-06 | KPJ Ipoh Specialist Hospital | DCSC2 | 2 | 2026-05-01 | 2026-11-01 | bar: MAY; NOV
|  | 11359 | BEMS |  |  | ACT | C | H07 | BEMS | DUODENOSCOPE | DUODENOSCOPE | BB | DIAGNOSTIC CENTRE | L01 | ISH/BE/02169 |  |  |  |  | 149987.42 | [11 empty] | 2025-11-20 | 1 | [8 empty] | DIAGNOSTIC CENTRE | [20 empty] | OLYMPUS | TJF-Q190V | 2532680 | DIAGNOSTIC CENTRE | [6 empty] | OLYMPUS (M) SDN BHD | OLYMPUS (M) SDN BHD | STOR 227941 | JAPAN |  | OLYMPUS (M) SDN BHD | [10 empty] | 2025-11-20 | KPJ Ipoh Specialist Hospital | DCDS 4 | 1 | 2025-11-01 | 2026-11-01 | bar: NOV
|  |  | BEMS |  |  | ACT | C | H07 | BEMS | ENDOSCOPE PROCESSOR & LIGHT SOURCE 6000 SYSTEM | ENDOSCOPE PROCESSOR & LIGHT SOURCE 6000 SYSTEM | BB | DIAGNOSTIC CENTRE | L01 | ISH/BE/02170 |  |  |  |  | 437500 | [11 empty] | 2025-12-04 | 0 | [8 empty] | DIAGNOSTIC CENTRE | [20 empty] | FUJIFILM | EP-6000 | 2V696K728 | DIAGNOSTIC CENTRE | [6 empty] | WELLMEDIC HEALTHCARE SDN BHD | WELLMEDIC HEALTHCARE SDN BHD | 246732(FA)-ARIBA | JAPAN |  | WELLMEDIC HEALTHCARE SDN BHD | [10 empty] | 2025-12-04 | KPJ Ipoh Specialist Hospital | FES 1 | 2 | 2026-06-01 | 2026-12-01 | bar: JUN; DEC
|  |  | BEMS |  |  | ACT | C | H07 | BEMS | ENDOLINQ IRRIGATION PUMP | ENDOLINQ IRRIGATION PUMP | BB | DIAGNOSTIC CENTRE | L02 | ISH/BE/02171 |  |  |  |  | PWP | [11 empty] | 2025-12-04 | 0 | [8 empty] | DIAGNOSTIC CENTRE | [20 empty] | FUJIFILM | JSFP-P1 | FP012509001021 | DIAGNOSTIC CENTRE | [6 empty] | WELLMEDIC HEALTHCARE SDN BHD | WELLMEDIC HEALTHCARE SDN BHD | 246732(FA)-ARIBA | JAPAN |  | WELLMEDIC HEALTHCARE SDN BHD | [10 empty] | 2025-12-04 | KPJ Ipoh Specialist Hospital | FES 1 | 2 | 2026-06-01 | 2026-12-01 | bar: JUN; DEC
|  | 15966 | BEMS |  |  | ACT | C | H07 | BEMS | LCD MONITOR | LCD MONITOR | BB | DIAGNOSTIC CENTRE | L03 | ISH/BE/02172 |  |  |  |  | PWP | [11 empty] | 2025-12-04 | 0 | [8 empty] | DIAGNOSTIC CENTRE | [20 empty] | BEACON | S3221P | B0494 | DIAGNOSTIC CENTRE | [6 empty] | WELLMEDIC HEALTHCARE SDN BHD | WELLMEDIC HEALTHCARE SDN BHD | 246732(FA)-ARIBA | JAPAN |  | WELLMEDIC HEALTHCARE SDN BHD | [10 empty] | 2025-12-04 | KPJ Ipoh Specialist Hospital | FES 1 | 2 | 2026-06-01 | 2026-12-01 | bar: JUN; DEC
|  | 15966 | BEMS |  |  | ACT | C | H07 | BEMS | LCD MONITOR | LCD MONITOR | BB | DIAGNOSTIC CENTRE | L04 | ISH/BE/02173 |  |  |  |  | 29385 | [11 empty] | 2025-12-04 | 0 | [8 empty] | DIAGNOSTIC CENTRE | [20 empty] | BEACON | S3221P | B0351 | DIAGNOSTIC CENTRE | [6 empty] | WELLMEDIC HEALTHCARE SDN BHD | WELLMEDIC HEALTHCARE SDN BHD | STOR 247121 (FA) | JAPAN |  | WELLMEDIC HEALTHCARE SDN BHD | [10 empty] | 2025-12-04 | KPJ Ipoh Specialist Hospital | FES 1 | 2 | 2026-06-01 | 2026-12-01 | bar: JUN; DEC
|  | 17663 | BEMS |  |  | ACT | C | H07 | BEMS | GASTROSCOPE | GASTROSCOPE | BB | DIAGNOSTIC CENTRE | L05 | ISH/BE/02174 |  |  |  |  | PWP | [11 empty] | 2025-12-04 | 0 | [8 empty] | DIAGNOSTIC CENTRE | [20 empty] | FUJIFILM | EG-760R | RG402K005 | DIAGNOSTIC CENTRE | [6 empty] | WELLMEDIC HEALTHCARE SDN BHD | WELLMEDIC HEALTHCARE SDN BHD | 246732(FA)-ARIBA | JAPAN |  | WELLMEDIC HEALTHCARE SDN BHD | [10 empty] | 2025-12-04 | KPJ Ipoh Specialist Hospital | DCGF 1 | 2 | 2026-06-01 | 2026-12-01 | bar: JUN; DEC
|  | 17665 | BEMS |  |  | ACT | C | H07 | BEMS | COLONOSCOPE | COLONOSCOPE | BB | DIAGNOSTIC CENTRE | L06 | ISH/BE/02175 |  |  |  |  | PWP | [11 empty] | 2025-12-04 | 0 | [8 empty] | DIAGNOSTIC CENTRE | [20 empty] | FUJIFILM | EC-760R-V/L | LC29K596 | DIAGNOSTIC CENTRE | [6 empty] | WELLMEDIC HEALTHCARE SDN BHD | WELLMEDIC HEALTHCARE SDN BHD | 246732(FA)-ARIBA | JAPAN |  | WELLMEDIC HEALTHCARE SDN BHD | [10 empty] | 2025-12-04 | KPJ Ipoh Specialist Hospital | DCCF 1 | 2 | 2026-06-01 | 2026-12-01 | bar: JUN; DEC
|  |  | BEMS |  |  | ACT | C | H07 | BEMS | REPORTING SYSTEM | REPORTING SYSTEM | BB | DIAGNOSTIC CENTRE | L07 | ISH/BE/02185 |  |  |  |  | 118500 | [11 empty] | 2026-04-01 | 0 | [8 empty] | DIAGNOSTIC CENTRE | [20 empty] | MIDS | MIDS | H-4CE606BCJX-M | DIAGNOSTIC CENTRE | [6 empty] | WELLMEDIC HEALTHCARE SDN BHD | WELLMEDIC HEALTHCARE SDN BHD | 251272 | JAPAN |  | WELLMEDIC HEALTHCARE SDN BHD | [10 empty] | 2026-04-01 | KPJ Ipoh Specialist Hospital | RS3 | 2 | 2026-04-01 | 2026-10-01 | bar: APR; OCT
|  |  | BEMS |  |  | ACT | C | H07 | BEMS | DISTORTION PRODUCT OTO ACOUSTIC EMISSION | DISTORTION PRODUCT OTO ACOUSTIC EMISSION | BB | DIAGNOSTIC CENTRE | L08 | ISH/BE/02189 |  |  |  |  | 26000 | [11 empty] | 2026-04-14 | 0 | [8 empty] | DIAGNOSTIC CENTRE | [20 empty] | GRASON STADLER | GS1 CORTI | G11011594 | DIAGNOSTIC CENTRE | [6 empty] | MKS MEDIC SDN BHD | MKS MEDIC SDN BHD | STOR 251864 | USA |  | MKS MEDIC SDN BHD | [10 empty] | 2026-04-14 | KPJ Ipoh Specialist Hospital | DPOAE3 | 2
|  | 17204 | BEMS |  |  | ACT | C | H07 | BEMS | SCANNING SYSTEMS, ULTRASONIC | SCANNING SYSTEMS, ULTRASONIC | BB | DIAGNOSTIC CENTRE | L09 | ISH/BE/02215 |  |  |  |  | 650000 | [11 empty] | 2026-05-14 | 0 | [8 empty] | DIAGNOSTIC CENTRE | [20 empty] | GE | VIVID E95 | AU90119 | DIAGNOSTIC CENTRE | [6 empty] | I MEDIC IMAGING SDN BHD | I MEDIC IMAGING SDN BHD | 252799 (ARIBA) | GERMAN |  | I MEDIC IMAGING SDN BHD | [10 empty] | 2026-05-14 | KPJ Ipoh Specialist Hospital | DCUS 9 | 2 | 2026-05-01 | 2026-11-01 | bar: MAY; NOV
|  | 17833 | BEMS |  |  | ACT | C | H07 | BEMS | MAMMOGRAPHY SYSTEM | MAMMOGRAPHY SYSTEM | BA | DIAGNOSTIC IMAGING | GF | ISH/BE/02134 |  |  |  |  | 1780000 | [11 empty] | 2025-06-19 | 1 | [8 empty] | DIAGNOSTIC IMAGING | [20 empty] | HOLOGIC | SELENIA DIMENSIONS 3D | 131501765 | DIAGNOSTIC IMAGING | [6 empty] | INTEGRATED MEDICALSYSTEM SDN BHD | INTEGRATED MEDICALSYSTEM SDN BHD | STOR 227722 |  |  | INTEGRATED MEDICAL SYSTEM SDN BHD | [10 empty] | 2025-06-19 | KPJ Ipoh Specialist Hospital |  | 2 | 2026-06-01 | 2026-12-01 | bar: JUN; DEC
|  |  | BEMS |  |  | ACT | C | H07 | BEMS | GENERAL X-RAY | GENERAL X-RAY | BA | DIAGNOSTIC IMAGING | GF | ISH/BE/02135 |  |  |  |  | 730000 | [11 empty] | 2025-06-23 | 1 | [8 empty] | DIAGNOSTIC IMAGING | [20 empty] | SHIMADZU | RADSPEED PRO | MQ927DFE5008 | DIAGNOSTIC IMAGING | [6 empty] | SHIMADZU (M) SDN BHD | SHIMADZU (M) SDN BHD | STOR 232037 | JAPAN |  | SHIMADZU (M) SDN BHD | [10 empty] | 2025-06-23 | KPJ Ipoh Specialist Hospital |  | 2 | 2026-06-01 | 2026-12-01 | bar: JUN; DEC
|  | 13461 | BEMS |  |  | ACT | C | H07 | BEMS | WEIGHING SCALE | WEIGHING SCALE | BA | DIAGNOSTIC IMAGING | GF | ISH/BE/02193 |  |  |  |  | 3600 | [11 empty] | 2026-04-23 | 0 | [8 empty] | DIAGNOSTIC IMAGING | [20 empty] | MARSDEN | M-125 | 22304450 | DIAGNOSTIC IMAGING | [6 empty] | PRINCIP ENGINEERING | PRINCIP ENGINEERING | STOR 252226 | UK |  | PRINCIP ENGINEERING | [10 empty] | 2026-04-23 | KPJ Ipoh Specialist Hospital |  | 1 | 2026-04-01 | 2026-10-01 | bar: APR
|  | 11218 | BEMS |  |  | ACT | C | H07 | BEMS | HAEMODIALYSIS MACHINE | HAEMODIALYSIS MACHINE | BA | DIALYSIS CENTRE | GF | LOAN UNIT | [26 empty] | DIALYSIS CENTRE | [20 empty] | NIKKISO | DBB-28 | J1504998 | DIALYSIS CENTRE | [8 empty] | STOR 235532 | [14 empty] | KPJ Ipoh Specialist Hospital | UNKNOWN LOAN | 3 | 2026-06-01 | 2026-10-01 | bar: FEB; JUN; OCT
|  | 11585 | BEMS |  |  | ACT | C | H07 | BEMS | ENT TREATMENT UNIT | ENT TREATMENT UNIT | BB | DR ARANJIT | L01 | ISH/BE/02277 |  |  |  |  | 327000 | [11 empty] | 2026-07-08 | 0 | [8 empty] | DR ARANJIT | [20 empty] | MEDSTAR | UE3000 | MSUE25071815P | DR ARANJIT | [6 empty] | BIO PRO SERVICES | BIO PRO SERVICES | STOR 255173 | KOREA |  | BIO PRO SERVICES | [10 empty] | 2026-07-08 | KPJ Ipoh Specialist Hospital |  | 2 | 2026-07-01 | 2027-01-01 | bar: JAN; JUL
|  | 18037 | BEMS |  |  | ACT | C | H07 | BEMS | PROCESSOR IMAGE | PROCESSOR IMAGE | BB | DR ARANJIT | L01 | ISH/BE/02278 |  |  |  |  | PWP (43,000) | [11 empty] | 2026-07-08 | 0 | [8 empty] | DR ARANJIT | [20 empty] | MEDSTAR | EN-1039 | 401550102T | DR ARANJIT | [6 empty] | BIO PRO SERVICES | BIO PRO SERVICES | STOR 255173 | KOREA |  | BIO PRO SERVICES | [10 empty] | 2026-07-08 | KPJ Ipoh Specialist Hospital |  | 2 | 2026-07-01 | 2027-01-01 | bar: JAN; JUL
|  |  | BEMS |  |  | ACT | C | H07 | BEMS | CAMERA SYSTEM BUILT IN LED LIOGHTSOURCE | CAMERA SYSTEM BUILT IN LED LIOGHTSOURCE | BB | DR ARANJIT | L01 | ISH/BE/02279 |  |  |  |  | PWP (98,000) | [11 empty] | 2026-07-08 | 0 | [8 empty] | DR ARANJIT | [20 empty] | MEDSTAR | ELICA III | LSD CI 01 | DR ARANJIT | [6 empty] | BIO PRO SERVICES | BIO PRO SERVICES | STOR 255173 | KOREA |  | BIO PRO SERVICES | [10 empty] | 2026-07-08 | KPJ Ipoh Specialist Hospital |  | 2 | 2026-07-01 | 2027-01-01 | bar: JAN; JUL
|  | 12647 | BEMS |  |  | ACT | C | H07 | BEMS | PATIENT MONITORING SYSTEM | PATIENT MONITORING SYSTEM | BA | HDU | L02 | ISH/BE/02158 |  |  |  |  | FOC | [11 empty] | 2025-07-11 | 1 | [8 empty] | HDU | [20 empty] | MINDRAY | ePM 10 | AC7-52136436 | HDU | [6 empty] | SCHMIDT BIOMED TECH SDN BHD | SCHMIDT BIOMED TECH SDN BHD | STOR 232822 | CHINA |  | SCHMIDT BIOMEDTECH SDN BHD | [10 empty] | 2025-07-11 | KPJ Ipoh Specialist Hospital | HDW M14 | 2 | 2026-07-01 | 2027-01-01 | bar: JAN; JUL
|  | 13217 | BEMS |  |  | ACT | C | H07 | BEMS | SYRINGE PUMP | SYRINGE PUMP | BA | HDU | L02 | ISH/BE/02212 |  |  |  |  | 5000 | [11 empty] | 2026-05-14 | 0 | [8 empty] | HDU | [20 empty] | MEDCAPTAIN | AP-30 | 6242509001449 | HDU | [6 empty] | ONEHEART MEDIC SDN BHD | ONEHEART MEDIC SDN BHD | STOR 251917 | CHINA |  | ONEHEART MEDIC SDN BHD | [10 empty] | 2026-05-14 | KPJ Ipoh Specialist Hospital | HDU P13 | 2 | 2026-05-01 | 2026-11-01 | bar: MAY; NOV
|  | 13217 | BEMS |  |  | ACT | C | H07 | BEMS | SYRINGE PUMP | SYRINGE PUMP | BA | HDU | L02 | ISH/BE/02213 |  |  |  |  | 5000 | [11 empty] | 2026-05-14 | 0 | [8 empty] | HDU | [20 empty] | MEDCAPTAIN | AP-30 | 6242509000955 | HDU | [6 empty] | ONEHEART MEDIC SDN BHD | ONEHEART MEDIC SDN BHD | STOR 251742 | CHINA |  | ONEHEART MEDIC SDN BHD | [10 empty] | 2026-05-14 | KPJ Ipoh Specialist Hospital | HDU P14 | 2 | 2026-05-01 | 2026-11-01 | bar: MAY; NOV
|  | 13215 | BEMS |  |  | ACT | C | H07 | BEMS | INFUSION PUMP | INFUSION PUMP | BA | HDU | L02 | ISH/BE/02214 |  |  |  |  | 5000 | [11 empty] | 2026-05-14 | 0 | [8 empty] | HDU | [20 empty] | MEDCAPTAIN | AP-60 | 6222601000806 | HDU | [6 empty] | ONEHEART MEDIC SDN BHD | ONEHEART MEDIC SDN BHD | STOR 251919 | CHINA |  | ONEHEART MEDIC SDN BHD | [10 empty] | 2026-05-14 | KPJ Ipoh Specialist Hospital | HDU P15 | 2 | 2026-05-01 | 2026-11-01 | bar: MAY; NOV
|  | 13215 | BEMS |  |  | ACT | C | H07 | BEMS | INFUSION PUMP | INFUSION PUMP | BA | HDU | L02 | ISH/BE/02226 |  |  |  |  | 5000 | [11 empty] | 2026-06-30 | 0 | [8 empty] | HDU | [20 empty] | MEDCAPTAIN | AP-60 | 6222604000840 | HDU | [6 empty] | ONEHEART MEDIC SDN BHD | ONEHEART MEDIC SDN BHD | STOR 251794 | CHINA |  | ONEHEART MEDIC SDN BHD | [10 empty] | 2026-06-30 | KPJ Ipoh Specialist Hospital | HDU P20 | 2 | 2026-06-01 | 2026-12-01 | bar: JUN; DEC
|  | 13215 | BEMS |  |  | ACT | C | H07 | BEMS | INFUSION PUMP | INFUSION PUMP | BA | HDU | L02 | ISH/BE/02227 |  |  |  |  | 5000 | [11 empty] | 2026-06-30 | 0 | [8 empty] | HDU | [20 empty] | MEDCAPTAIN | AP-60 | 6222604000858 | HDU | [6 empty] | ONEHEART MEDIC SDN BHD | ONEHEART MEDIC SDN BHD | STOR 251794 | CHINA |  | ONEHEART MEDIC SDN BHD | [10 empty] | 2026-06-30 | KPJ Ipoh Specialist Hospital | HDU P21 | 2 | 2026-06-01 | 2026-12-01 | bar: JUN; DEC
|  | 13217 | BEMS |  |  | ACT | C | H07 | BEMS | SYRINGE PUMP | SYRINGE PUMP | BA | HDU | L02 | ISH/BE/02256 |  |  |  |  | 5000 | [11 empty] | 2026-06-30 | 0 | [8 empty] | HDU | [20 empty] | MEDCAPTAIN | AP-30 | 6242604000566 | HDU | [6 empty] | ONEHEART MEDIC SDN BHD | ONEHEART MEDIC SDN BHD | STOR 251737 | CHINA |  | ONEHEART MEDIC SDN BHD | [10 empty] | 2026-06-30 | KPJ Ipoh Specialist Hospital | HDU P16 | 2 | 2026-06-01 | 2026-12-01 | bar: JUN; DEC
|  | 13217 | BEMS |  |  | ACT | C | H07 | BEMS | SYRINGE PUMP | SYRINGE PUMP | BA | HDU | L02 | ISH/BE/02257 |  |  |  |  | 5000 | [11 empty] | 2026-06-30 | 0 | [8 empty] | HDU | [20 empty] | MEDCAPTAIN | AP-30 | 6242604000592 | HDU | [6 empty] | ONEHEART MEDIC SDN BHD | ONEHEART MEDIC SDN BHD | STOR 251737 | CHINA |  | ONEHEART MEDIC SDN BHD | [10 empty] | 2026-06-30 | KPJ Ipoh Specialist Hospital | HDU P17 | 2 | 2026-06-01 | 2026-12-01 | bar: JUN; DEC
|  | 13217 | BEMS |  |  | ACT | C | H07 | BEMS | SYRINGE PUMP | SYRINGE PUMP | BA | HDU | L02 | ISH/BE/02258 |  |  |  |  | 5000 | [11 empty] | 2026-06-30 | 0 | [8 empty] | HDU | [20 empty] | MEDCAPTAIN | AP-30 | 6242604000600 | HDU | [6 empty] | ONEHEART MEDIC SDN BHD | ONEHEART MEDIC SDN BHD | STOR 251737 | CHINA |  | ONEHEART MEDIC SDN BHD | [10 empty] | 2026-06-30 | KPJ Ipoh Specialist Hospital | HDU P18 | 2 | 2026-06-01 | 2026-12-01 | bar: JUN; DEC
|  | 13217 | BEMS |  |  | ACT | C | H07 | BEMS | SYRINGE PUMP | SYRINGE PUMP | BA | HDU | L02 | ISH/BE/02259 |  |  |  |  | 5000 | [11 empty] | 2026-06-30 | 0 | [8 empty] | HDU | [20 empty] | MEDCAPTAIN | AP-30 | 6242604000601 | HDU | [6 empty] | ONEHEART MEDIC SDN BHD | ONEHEART MEDIC SDN BHD | STOR 251737 | CHINA |  | ONEHEART MEDIC SDN BHD | [10 empty] | 2026-06-30 | KPJ Ipoh Specialist Hospital | HDU P19 | 2 | 2026-06-01 | 2026-12-01 | bar: JUN; DEC
|  | 10347 | BEMS |  |  | ACT | C | H07 | BEMS | ELECTRICAL BEDS | ELECTRICAL BEDS | BA | ICU | L01 | ISH/BE/02114 |  |  |  |  | 28100 | [11 empty] | 2025-01-23 | 1 | [8 empty] | ICU | [20 empty] | MALVESTIO | 3720B | 20119020 | ICU | [6 empty] | GEMILANG ASIA TECHNOLOGY SDN BHD | GEMILANG ASIA TECHNOLOGY SDN BHD | STOR 230358 | ITALY |  | GEMILANG ASIA TECHNOLOGY SDN BHD | [10 empty] | 2025-01-23 | KPJ Ipoh Specialist Hospital | ICUEB24 | 2 | 2026-07-01 | 2027-01-01 | bar: JAN; JUL
|  | 10347 | BEMS |  |  | ACT | C | H07 | BEMS | ELECTRICAL BEDS | ELECTRICAL BEDS | BA | ICU | L01 | ISH/BE/02115 |  |  |  |  | 28100 | [11 empty] | 2025-01-23 | 1 | [8 empty] | ICU | [20 empty] | MALVESTIO | 3720B | 20119021 | ICU | [6 empty] | GEMILANG ASIA TECHNOLOGY SDN BHD | GEMILANG ASIA TECHNOLOGY SDN BHD | STOR 230358 | ITALY |  | GEMILANG ASIA TECHNOLOGY SDN BHD | [10 empty] | 2025-01-23 | KPJ Ipoh Specialist Hospital | ICUEB25 | 2 | 2026-07-01 | 2027-01-01 | bar: JAN; JUL
|  | 10347 | BEMS |  |  | ACT | C | H07 | BEMS | ELECTRICAL BEDS | ELECTRICAL BEDS | BA | ICU | L01 | ISH/BE/02116 |  |  |  |  | 28100 | [11 empty] | 2025-01-23 | 1 | [8 empty] | ICU | [20 empty] | MALVESTIO | 3720B | 20119022 | ICU | [6 empty] | GEMILANG ASIA TECHNOLOGY SDN BHD | GEMILANG ASIA TECHNOLOGY SDN BHD | STOR 230358 | ITALY |  | GEMILANG ASIA TECHNOLOGY SDN BHD | [10 empty] | 2025-01-23 | KPJ Ipoh Specialist Hospital | ICUEB26 | 2 | 2026-07-01 | 2027-01-01 | bar: JAN; JUL
|  | 10347 | BEMS |  |  | ACT | C | H07 | BEMS | ELECTRICAL BEDS | ELECTRICAL BEDS | BA | ICU | L01 | ISH/BE/02117 |  |  |  |  | 28100 | [11 empty] | 2025-01-23 | 1 | [8 empty] | ICU | [20 empty] | MALVESTIO | 3720B | 20119023 | ICU | [6 empty] | GEMILANG ASIA TECHNOLOGY SDN BHD | GEMILANG ASIA TECHNOLOGY SDN BHD | STOR 230801 | ITALY |  | GEMILANG ASIA TECHNOLOGY SDN BHD | [10 empty] | 2025-01-23 | KPJ Ipoh Specialist Hospital | ICUEB27 | 2 | 2026-07-01 | 2027-01-01 | bar: JAN; JUL
|  | 10347 | BEMS |  |  | ACT | C | H07 | BEMS | ELECTRICAL BEDS | ELECTRICAL BEDS | BA | ICU | L01 | ISH/BE/02118 |  |  |  |  | 28100 | [11 empty] | 2025-01-23 | 1 | [8 empty] | ICU | [20 empty] | MALVESTIO | 3720B | 20119024 | ICU | [6 empty] | GEMILANG ASIA TECHNOLOGY SDN BHD | GEMILANG ASIA TECHNOLOGY SDN BHD | STOR 230801 | ITALY |  | GEMILANG ASIA TECHNOLOGY SDN BHD | [10 empty] | 2025-01-23 | KPJ Ipoh Specialist Hospital | ICUEB28 | 2 | 2026-07-01 | 2027-01-01 | bar: JAN; JUL
|  | 10347 | BEMS |  |  | ACT | C | H07 | BEMS | ELECTRICAL BEDS | ELECTRICAL BEDS | BA | ICU | L01 | ISH/BE/02119 |  |  |  |  | 28100 | [11 empty] | 2025-01-23 | 1 | [8 empty] | ICU | [20 empty] | MALVESTIO | 3720B | 20118925 | ICU | [6 empty] | GEMILANG ASIA TECHNOLOGY SDN BHD | GEMILANG ASIA TECHNOLOGY SDN BHD | STOR 230801 | ITALY |  | GEMILANG ASIA TECHNOLOGY SDN BHD | [10 empty] | 2025-01-23 | KPJ Ipoh Specialist Hospital | ICUEB29 | 2 | 2026-07-01 | 2027-01-01 | bar: JAN; JUL
|  | 10347 | BEMS |  |  | ACT | C | H07 | BEMS | ELECTRICAL BEDS | ELECTRICAL BEDS | BA | ICU | L01 | ISH/BE/02120 |  |  |  |  | 28100 | [11 empty] | 2025-01-23 | 1 | [8 empty] | ICU | [20 empty] | MALVESTIO | 3720B | 20118926 | ICU | [6 empty] | GEMILANG ASIA TECHNOLOGY SDN BHD | GEMILANG ASIA TECHNOLOGY SDN BHD | FOC | ITALY |  | GEMILANG ASIA TECHNOLOGY SDN BHD | [10 empty] | 2025-01-23 | KPJ Ipoh Specialist Hospital | ICUEB30 | 2 | 2026-07-01 | 2027-01-01 | bar: JAN; JUL
|  | 10347 | BEMS |  |  | ACT | C | H07 | BEMS | ELECTRICAL BEDS | ELECTRICAL BEDS | BA | ICU | L01 | ISH/BE/02121 |  |  |  |  | 28100 | [11 empty] | 2025-01-23 | 1 | [8 empty] | ICU | [20 empty] | MALVESTIO | 3720B | 20118927 | ICU | [6 empty] | GEMILANG ASIA TECHNOLOGY SDN BHD | GEMILANG ASIA TECHNOLOGY SDN BHD | STOR 232822 | ITALY |  | GEMILANG ASIA TECHNOLOGY SDN BHD | [10 empty] | 2025-01-23 | KPJ Ipoh Specialist Hospital | ICUEB31 | 2 | 2026-07-01 | 2027-01-01 | bar: JAN; JUL
|  | 10969 | BEMS |  |  | ACT | C | H07 | BEMS | DVT PUMP | DVT PUMP | BA | ICU | L01 | ISH/BE/02186 |  |  |  |  | 8000 | [11 empty] | 2026-04-10 | 0 | [8 empty] | ICU | [20 empty] | DAESUNG MAREF | 4000S | 20051721 | ICU | [6 empty] | GEMILANG ASIA TECHNOLOGY SDN BHD | GEMILANG ASIA TECHNOLOGY SDN BHD | STOR 252338 | KOREA |  | GEMILANG ASIA TECHNOLOGY SDN BHD | [10 empty] | 2026-04-10 | KPJ Ipoh Specialist Hospital | DVTP 6 | 2 | 2026-04-01 | 2026-10-01 | bar: APR; OCT
|  | 10969 | BEMS |  |  | ACT | C | H07 | BEMS | DVT PUMP | DVT PUMP | BA | ICU | L01 | ISH/BE/02187 |  |  |  |  | 8000 | [11 empty] | 2026-04-10 | 0 | [8 empty] | ICU | [20 empty] | DAESUNG MAREF | 4000S | 20051722 | ICU | [6 empty] | GEMILANG ASIA TECHNOLOGY SDN BHD | GEMILANG ASIA TECHNOLOGY SDN BHD | STOR 252338 | KOREA |  | GEMILANG ASIA TECHNOLOGY SDN BHD | [10 empty] | 2026-04-10 | KPJ Ipoh Specialist Hospital | DVTP 7 | 2 | 2026-04-01 | 2026-10-01 | bar: APR; OCT
|  | 10969 | BEMS |  |  | ACT | C | H07 | BEMS | DVT PUMP | DVT PUMP | BA | ICU | L01 | ISH/BE/02188 |  |  |  |  | 8000 | [11 empty] | 2026-04-10 | 0 | [8 empty] | ICU | [20 empty] | DAESUNG MAREF | 4000S | 20058523 | ICU | [6 empty] | GEMILANG ASIA TECHNOLOGY SDN BHD | GEMILANG ASIA TECHNOLOGY SDN BHD | STOR 252338 | KOREA |  | GEMILANG ASIA TECHNOLOGY SDN BHD | [10 empty] | 2026-04-10 | KPJ Ipoh Specialist Hospital | DVTP 8 | 2 | 2026-04-01 | 2026-10-01 | bar: APR; OCT
|  | 12068 | BEMS |  |  | ACT | C | H07 | BEMS | HYPER HYPOTHERMIA SYSTEM | HYPER HYPOTHERMIA SYSTEM | BA | ICU | L01 | ISH/BE/02194 |  |  |  |  | 99950 | [11 empty] | 2026-04-24 | 0 | [8 empty] | ICU | [20 empty] | EMMED | TRUECOOL PREMIUM | 2501-00169 | ICU | [6 empty] | GEMILANG ASIA TECHNOLOGY SDN BHD | GEMILANG ASIA TECHNOLOGY SDN BHD | STOR 251052 | POLAND |  | GEMILANG ASIA TECHNOLOGY SDN BHD | [10 empty] | 2026-04-24 | KPJ Ipoh Specialist Hospital | HTP 3 | 2 | 2026-04-01 | 2026-10-01 | bar: APR; OCT
|  | 12068 | BEMS |  |  | ACT | C | H07 | BEMS | HYPER HYPOTHERMIA SYSTEM | HYPER HYPOTHERMIA SYSTEM | BA | ICU | L01 | ISH/BE/02195 |  |  |  |  | 99950 | [11 empty] | 2026-04-24 | 0 | [8 empty] | ICU | [20 empty] | EMMED | TRUECOOL PREMIUM | 2501-00170 | ICU | [6 empty] | GEMILANG ASIA TECHNOLOGY SDN BHD | GEMILANG ASIA TECHNOLOGY SDN BHD | STOR 251051 | POLAND |  | GEMILANG ASIA TECHNOLOGY SDN BHD | [10 empty] | 2026-04-24 | KPJ Ipoh Specialist Hospital | HTP 4 | 2 | 2026-04-01 | 2026-10-01 | bar: APR; OCT
|  | 10414 | BEMS |  |  | ACT | C | H07 | BEMS | WARMING UNIT | WARMING SYSTEM | BA | ICU | L01 | ISH/BE/02197 |  |  |  |  | 7100 | [11 empty] | 2026-04-30 | 0 | [8 empty] | ICU | [20 empty] | TAPPA | TMS-W101 | 25085190001002 | ICU | [6 empty] | GEMILANG ASIA TECHNOLOGY SDN BHD | GEMILANG ASIA TECHNOLOGY SDN BHD | STOR 252228 | CHINA |  | GEMILANG ASIA TECHNOLOGY SDN BHD | [10 empty] | 2026-04-30 | KPJ Ipoh Specialist Hospital | WA 2 | 2 | 2026-04-01 | 2026-10-01 | bar: APR; OCT
|  | 10414 | BEMS |  |  | ACT | C | H07 | BEMS | WARMING UNIT | WARMING SYSTEM | BA | ICU | L01 | ISH/BE/02198 |  |  |  |  | 7100 | [11 empty] | 2026-04-30 | 0 | [8 empty] | ICU | [20 empty] | TAPPA | TMS-W101 | 25085190001003 | ICU | [6 empty] | GEMILANG ASIA TECHNOLOGY SDN BHD | GEMILANG ASIA TECHNOLOGY SDN BHD | STOR 252228 | CHINA |  | GEMILANG ASIA TECHNOLOGY SDN BHD | [10 empty] | 2026-04-30 | KPJ Ipoh Specialist Hospital | WA 3 | 2 | 2026-04-01 | 2026-10-01 | bar: APR; OCT
|  | 15709 | BEMS |  |  | ACT | C | H07 | BEMS | I-STAT | I-STAT | BA | ICU | L01 | ISH/BE/02220 |  |  |  |  | 68500 | [11 empty] | 2026-06-04 | 0 | [8 empty] | ICU | [20 empty] | ABBOTT | I-STAT ALINITY | 812889 | ICU | [6 empty] | TRANSMEDIC HEALTHCARE SDN BHD | TRANSMEDIC HEALTHCARE SDN BHD | STOR 250543 |  |  | TRANSMEDIC HEALTHCARE SDN BHD | [10 empty] | 2026-06-04 | KPJ Ipoh Specialist Hospital | IS 4 | 2 | 2026-06-01 | 2026-12-01 | bar: JUN; DEC
|  | 13217 | BEMS |  |  | ACT | C | H07 | BEMS | SYRINGE PUMP | SYRINGE PUMP | BA | ICU | L01 | ISH/BE/02230 |  |  |  |  | 5000 | [11 empty] | 2026-06-30 | 0 | [8 empty] | ICU | [20 empty] | MEDCAPTAIN | AP-30 | 6242604000608 | ICU | [6 empty] | ONEHEART MEDIC SDN BHD | ONEHEART MEDIC SDN BHD | STOR 251735 | CHINA |  | ONEHEART MEDIC SDN BHD | [10 empty] | 2026-06-30 | KPJ Ipoh Specialist Hospital | P 85 | 2 | 2026-06-01 | 2026-12-01 | bar: JUN; DEC
|  | 13217 | BEMS |  |  | ACT | C | H07 | BEMS | SYRINGE PUMP | SYRINGE PUMP | BA | ICU | L01 | ISH/BE/02231 |  |  |  |  | 5000 | [11 empty] | 2026-06-30 | 0 | [8 empty] | ICU | [20 empty] | MEDCAPTAIN | AP-30 | 6242604000611 | ICU | [6 empty] | ONEHEART MEDIC SDN BHD | ONEHEART MEDIC SDN BHD | STOR 251735 | CHINA |  | ONEHEART MEDIC SDN BHD | [10 empty] | 2026-06-30 | KPJ Ipoh Specialist Hospital | P 86 | 2 | 2026-06-01 | 2026-12-01 | bar: JUN; DEC
|  | 13217 | BEMS |  |  | ACT | C | H07 | BEMS | SYRINGE PUMP | SYRINGE PUMP | BA | ICU | L01 | ISH/BE/02232 |  |  |  |  | 5000 | [11 empty] | 2026-06-30 | 0 | [8 empty] | ICU | [20 empty] | MEDCAPTAIN | AP-30 | 6242604000613 | ICU | [6 empty] | ONEHEART MEDIC SDN BHD | ONEHEART MEDIC SDN BHD | STOR 251735 | CHINA |  | ONEHEART MEDIC SDN BHD | [10 empty] | 2026-06-30 | KPJ Ipoh Specialist Hospital | P 87 | 2 | 2026-06-01 | 2026-12-01 | bar: JUN; DEC
|  | 13217 | BEMS |  |  | ACT | C | H07 | BEMS | SYRINGE PUMP | SYRINGE PUMP | BA | ICU | L01 | ISH/BE/02233 |  |  |  |  | 5000 | [11 empty] | 2026-06-30 | 0 | [8 empty] | ICU | [20 empty] | MEDCAPTAIN | AP-30 | 6242604000615 | ICU | [6 empty] | ONEHEART MEDIC SDN BHD | ONEHEART MEDIC SDN BHD | STOR 251735 | CHINA |  | ONEHEART MEDIC SDN BHD | [10 empty] | 2026-06-30 | KPJ Ipoh Specialist Hospital | P 88 | 2 | 2026-06-01 | 2026-12-01 | bar: JUN; DEC
|  | 13217 | BEMS |  |  | ACT | C | H07 | BEMS | SYRINGE PUMP | SYRINGE PUMP | BA | ICU | L01 | ISH/BE/02234 |  |  |  |  | 5000 | [11 empty] | 2026-06-30 | 0 | [8 empty] | ICU | [20 empty] | MEDCAPTAIN | AP-30 | 6242604000618 | ICU | [6 empty] | ONEHEART MEDIC SDN BHD | ONEHEART MEDIC SDN BHD | STOR 251735 | CHINA |  | ONEHEART MEDIC SDN BHD | [10 empty] | 2026-06-30 | KPJ Ipoh Specialist Hospital | P 89 | 2 | 2026-06-01 | 2026-12-01 | bar: JUN; DEC
|  | 13217 | BEMS |  |  | ACT | C | H07 | BEMS | SYRINGE PUMP | SYRINGE PUMP | BA | ICU | L01 | ISH/BE/02235 |  |  |  |  | 5000 | [11 empty] | 2026-06-30 | 0 | [8 empty] | ICU | [20 empty] | MEDCAPTAIN | AP-30 | 6242604000619 | ICU | [6 empty] | ONEHEART MEDIC SDN BHD | ONEHEART MEDIC SDN BHD | STOR 251735 | CHINA |  | ONEHEART MEDIC SDN BHD | [10 empty] | 2026-06-30 | KPJ Ipoh Specialist Hospital | P 90 | 2 | 2026-06-01 | 2026-12-01 | bar: JUN; DEC
|  | 13217 | BEMS |  |  | ACT | C | H07 | BEMS | SYRINGE PUMP | SYRINGE PUMP | BA | ICU | L01 | ISH/BE/02236 |  |  |  |  | 5000 | [11 empty] | 2026-06-30 | 0 | [8 empty] | ICU | [20 empty] | MEDCAPTAIN | AP-30 | 6242604000621 | ICU | [6 empty] | ONEHEART MEDIC SDN BHD | ONEHEART MEDIC SDN BHD | STOR 251735 | CHINA |  | ONEHEART MEDIC SDN BHD | [10 empty] | 2026-06-30 | KPJ Ipoh Specialist Hospital | P 91 | 2 | 2026-06-01 | 2026-12-01 | bar: JUN; DEC
|  | 13217 | BEMS |  |  | ACT | C | H07 | BEMS | SYRINGE PUMP | SYRINGE PUMP | BA | ICU | L01 | ISH/BE/02237 |  |  |  |  | 5000 | [11 empty] | 2026-06-30 | 0 | [8 empty] | ICU | [20 empty] | MEDCAPTAIN | AP-30 | 6242604000628 | ICU | [6 empty] | ONEHEART MEDIC SDN BHD | ONEHEART MEDIC SDN BHD | STOR 251735 | CHINA |  | ONEHEART MEDIC SDN BHD | [10 empty] | 2026-06-30 | KPJ Ipoh Specialist Hospital | P 92 | 2 | 2026-06-01 | 2026-12-01 | bar: JUN; DEC
|  | 13217 | BEMS |  |  | ACT | C | H07 | BEMS | SYRINGE PUMP | SYRINGE PUMP | BA | ICU | L01 | ISH/BE/02238 |  |  |  |  | 5000 | [11 empty] | 2026-06-30 | 0 | [8 empty] | ICU | [20 empty] | MEDCAPTAIN | AP-30 | 6242604000632 | ICU | [6 empty] | ONEHEART MEDIC SDN BHD | ONEHEART MEDIC SDN BHD | STOR 251735 | CHINA |  | ONEHEART MEDIC SDN BHD | [10 empty] | 2026-06-30 | KPJ Ipoh Specialist Hospital | P 93 | 2 | 2026-06-01 | 2026-12-01 | bar: JUN; DEC
|  | 13217 | BEMS |  |  | ACT | C | H07 | BEMS | SYRINGE PUMP | SYRINGE PUMP | BA | ICU | L01 | ISH/BE/02239 |  |  |  |  | 5000 | [11 empty] | 2026-06-30 | 0 | [8 empty] | ICU | [20 empty] | MEDCAPTAIN | AP-30 | 6242604000637 | ICU | [6 empty] | ONEHEART MEDIC SDN BHD | ONEHEART MEDIC SDN BHD | STOR 251735 | CHINA |  | ONEHEART MEDIC SDN BHD | [10 empty] | 2026-06-30 | KPJ Ipoh Specialist Hospital | P 94 | 2 | 2026-06-01 | 2026-12-01 | bar: JUN; DEC
|  | 13217 | BEMS |  |  | ACT | C | H07 | BEMS | SYRINGE PUMP | SYRINGE PUMP | BA | ICU | L01 | ISH/BE/02240 |  |  |  |  | 5000 | [11 empty] | 2026-06-30 | 0 | [8 empty] | ICU | [20 empty] | MEDCAPTAIN | AP-30 | 6242604000644 | ICU | [6 empty] | ONEHEART MEDIC SDN BHD | ONEHEART MEDIC SDN BHD | STOR 251740 | CHINA |  | ONEHEART MEDIC SDN BHD | [10 empty] | 2026-06-30 | KPJ Ipoh Specialist Hospital | P 95 | 2 | 2026-06-01 | 2026-12-01 | bar: JUN; DEC
|  | 13217 | BEMS |  |  | ACT | C | H07 | BEMS | SYRINGE PUMP | SYRINGE PUMP | BA | ICU | L01 | ISH/BE/02241 |  |  |  |  | 5000 | [11 empty] | 2026-06-30 | 0 | [8 empty] | ICU | [20 empty] | MEDCAPTAIN | AP-30 | 6242604000651 | ICU | [6 empty] | ONEHEART MEDIC SDN BHD | ONEHEART MEDIC SDN BHD | STOR 251740 | CHINA |  | ONEHEART MEDIC SDN BHD | [10 empty] | 2026-06-30 | KPJ Ipoh Specialist Hospital | P 96 | 2 | 2026-06-01 | 2026-12-01 | bar: JUN; DEC
|  | 13217 | BEMS |  |  | ACT | C | H07 | BEMS | SYRINGE PUMP | SYRINGE PUMP | BA | ICU | L01 | ISH/BE/02242 |  |  |  |  | 5000 | [11 empty] | 2026-06-30 | 0 | [8 empty] | ICU | [20 empty] | MEDCAPTAIN | AP-30 | 6242604000660 | ICU | [6 empty] | ONEHEART MEDIC SDN BHD | ONEHEART MEDIC SDN BHD | STOR 251740 | CHINA |  | ONEHEART MEDIC SDN BHD | [10 empty] | 2026-06-30 | KPJ Ipoh Specialist Hospital | P 97 | 2 | 2026-06-01 | 2026-12-01 | bar: JUN; DEC
|  | 13217 | BEMS |  |  | ACT | C | H07 | BEMS | SYRINGE PUMP | SYRINGE PUMP | BA | ICU | L01 | ISH/BE/02243 |  |  |  |  | 5000 | [11 empty] | 2026-06-30 | 0 | [8 empty] | ICU | [20 empty] | MEDCAPTAIN | AP-30 | 6242604000665 | ICU | [6 empty] | ONEHEART MEDIC SDN BHD | ONEHEART MEDIC SDN BHD | STOR 251740 | CHINA |  | ONEHEART MEDIC SDN BHD | [10 empty] | 2026-06-30 | KPJ Ipoh Specialist Hospital | P 98 | 2 | 2026-06-01 | 2026-12-01 | bar: JUN; DEC
|  | 13217 | BEMS |  |  | ACT | C | H07 | BEMS | SYRINGE PUMP | SYRINGE PUMP | BA | ICU | L01 | ISH/BE/02244 |  |  |  |  | 5000 | [11 empty] | 2026-06-30 | 0 | [8 empty] | ICU | [20 empty] | MEDCAPTAIN | AP-30 | 6242604000666 | ICU | [6 empty] | ONEHEART MEDIC SDN BHD | ONEHEART MEDIC SDN BHD | STOR 251740 | CHINA |  | ONEHEART MEDIC SDN BHD | [10 empty] | 2026-06-30 | KPJ Ipoh Specialist Hospital | P 99 | 2 | 2026-06-01 | 2026-12-01 | bar: JUN; DEC
|  | 13215 | BEMS |  |  | ACT | C | H07 | BEMS | INFUSION PUMP | INFUSION PUMP | BA | ICU | L01 | ISH/BE/02251 |  |  |  |  | 5000 | [11 empty] | 2026-06-30 | 0 | [8 empty] | ICU | [20 empty] | MEDCAPTAIN | AP-60 | 6222604000895 | ICU | [6 empty] | ONEHEART MEDIC SDN BHD | ONEHEART MEDIC SDN BHD | STOR 251620 | CHINA |  | ONEHEART MEDIC SDN BHD | [10 empty] | 2026-06-30 | KPJ Ipoh Specialist Hospital | P 100 | 2 | 2026-06-01 | 2026-12-01 | bar: JUN; DEC
|  | 13215 | BEMS |  |  | ACT | C | H07 | BEMS | INFUSION PUMP | INFUSION PUMP | BA | ICU | L01 | ISH/BE/02252 |  |  |  |  | 5000 | [11 empty] | 2026-06-30 | 0 | [8 empty] | ICU | [20 empty] | MEDCAPTAIN | AP-60 | 6222604000902 | ICU | [6 empty] | ONEHEART MEDIC SDN BHD | ONEHEART MEDIC SDN BHD | STOR 251620 | CHINA |  | ONEHEART MEDIC SDN BHD | [10 empty] | 2026-06-30 | KPJ Ipoh Specialist Hospital | P 101 | 2 | 2026-06-01 | 2026-12-01 | bar: JUN; DEC
|  | 13215 | BEMS |  |  | ACT | C | H07 | BEMS | INFUSION PUMP | INFUSION PUMP | BA | ICU | L01 | ISH/BE/02253 |  |  |  |  | 5000 | [11 empty] | 2026-06-30 | 0 | [8 empty] | ICU | [20 empty] | MEDCAPTAIN | AP-60 | 6222604000914 | ICU | [6 empty] | ONEHEART MEDIC SDN BHD | ONEHEART MEDIC SDN BHD | STOR 251620 | CHINA |  | ONEHEART MEDIC SDN BHD | [10 empty] | 2026-06-30 | KPJ Ipoh Specialist Hospital | P 102 | 2 | 2026-06-01 | 2026-12-01 | bar: JUN; DEC
|  | 13215 | BEMS |  |  | ACT | C | H07 | BEMS | INFUSION PUMP | INFUSION PUMP | BA | ICU | L01 | ISH/BE/02254 |  |  |  |  | 5000 | [11 empty] | 2026-06-30 | 0 | [8 empty] | ICU | [20 empty] | MEDCAPTAIN | AP-60 | 6222604000919 | ICU | [6 empty] | ONEHEART MEDIC SDN BHD | ONEHEART MEDIC SDN BHD | STOR 251620 | CHINA |  | ONEHEART MEDIC SDN BHD | [10 empty] | 2026-06-30 | KPJ Ipoh Specialist Hospital | P 103 | 2 | 2026-06-01 | 2026-12-01 | bar: JUN; DEC
|  | 13215 | BEMS |  |  | ACT | C | H07 | BEMS | INFUSION PUMP | INFUSION PUMP | BA | ICU | L01 | ISH/BE/02255 |  |  |  |  | 5000 | [11 empty] | 2026-06-30 | 0 | [8 empty] | ICU | [20 empty] | MEDCAPTAIN | AP-60 | 6222604000922 | ICU | [6 empty] | ONEHEART MEDIC SDN BHD | ONEHEART MEDIC SDN BHD | STOR 251620 | CHINA |  | ONEHEART MEDIC SDN BHD | [10 empty] | 2026-06-30 | KPJ Ipoh Specialist Hospital | P 104 | 2 | 2026-06-01 | 2026-12-01 | bar: JUN; DEC
|  |  | BEMS |  |  | ACT | C | H07 | BEMS | PUMP STATION | PUMP STATION | BA | ICU | L01 | ISH/BE/02262 |  |  |  |  | 5000 | [11 empty] | 2026-06-30 | 0 | [8 empty] | ICU | [20 empty] | MEDCAPTAIN | AP 80 | 6232603000607 | ICU | [6 empty] | ONEHEART MEDIC SDN BHD | ONEHEART MEDIC SDN BHD | STOR 251621 | CHINA |  | ONEHEART MEDIC SDN BHD | [10 empty] | 2026-06-30 | KPJ Ipoh Specialist Hospital | PS 10 | 2 | 2026-06-01 | 2026-12-01 | bar: JUN; DEC
|  |  | BEMS |  |  | ACT | C | H07 | BEMS | PUMP STATION | PUMP STATION | BA | ICU | L01 | ISH/BE/02263 |  |  |  |  | 5000 | [11 empty] | 2026-06-30 | 0 | [8 empty] | ICU | [20 empty] | MEDCAPTAIN | AP 80 | 6232603000620 | ICU | [6 empty] | ONEHEART MEDIC SDN BHD | ONEHEART MEDIC SDN BHD | STOR 251621 | CHINA |  | ONEHEART MEDIC SDN BHD | [10 empty] | 2026-06-30 | KPJ Ipoh Specialist Hospital | PS 11 | 2 | 2026-06-01 | 2026-12-01 | bar: JUN; DEC
|  |  | BEMS |  |  | ACT | C | H07 | BEMS | PUMP STATION | PUMP STATION | BA | ICU | L01 | ISH/BE/02264 |  |  |  |  | 5000 | [11 empty] | 2026-06-30 | 0 | [8 empty] | ICU | [20 empty] | MEDCAPTAIN | AP 80 | 6232603000628 | ICU | [6 empty] | ONEHEART MEDIC SDN BHD | ONEHEART MEDIC SDN BHD | STOR 251621 | CHINA |  | ONEHEART MEDIC SDN BHD | [10 empty] | 2026-06-30 | KPJ Ipoh Specialist Hospital | PS 12 | 2 | 2026-06-01 | 2026-12-01 | bar: JUN; DEC
|  |  | BEMS |  |  | ACT | C | H07 | BEMS | PUMP STATION | PUMP STATION | BA | ICU | L01 | ISH/BE/02265 |  |  |  |  | 5000 | [11 empty] | 2026-06-30 | 0 | [8 empty] | ICU | [20 empty] | MEDCAPTAIN | AP 80 | 6232603000641 | ICU | [6 empty] | ONEHEART MEDIC SDN BHD | ONEHEART MEDIC SDN BHD | STOR 251621 | CHINA |  | ONEHEART MEDIC SDN BHD | [10 empty] | 2026-06-30 | KPJ Ipoh Specialist Hospital | PS 13 | 2 | 2026-06-01 | 2026-12-01 | bar: JUN; DEC
|  |  | BEMS |  |  | ACT | C | H07 | BEMS | PUMP STATION | PUMP STATION | BA | ICU | L01 | ISH/BE/02266 |  |  |  |  | 5000 | [11 empty] | 2026-06-30 | 0 | [8 empty] | ICU | [20 empty] | MEDCAPTAIN | AP 80 | 6232603000646 | ICU | [6 empty] | ONEHEART MEDIC SDN BHD | ONEHEART MEDIC SDN BHD | STOR 251621 | CHINA |  | ONEHEART MEDIC SDN BHD | [10 empty] | 2026-06-30 | KPJ Ipoh Specialist Hospital | PS 14 | 2 | 2026-06-01 | 2026-12-01 | bar: JUN; DEC
|  | 10134 | BEMS |  |  | ACT | C | H07 | BEMS | ANEASTHESIA UNITS | ANEASTHESIA UNITS | BA | OT | L01 | ISH/BE/02110 |  |  |  |  | 268000 | [11 empty] | 2025-01-16 | 1 | [8 empty] | OT | [20 empty] | GE DATEX OHMEDA | AISYS CS2 | APWD02518 | OT | [6 empty] | INSAN BAKTI SDN BHD | INSAN BAKTI SDN BHD |  | GERMANY |  | INSAN BAKTI SDN BHD | [10 empty] | 2025-01-16 | KPJ Ipoh Specialist Hospital | A16 | 2 | 2026-07-01 | 2027-01-01 | bar: JAN; JUL
|  |  | BEMS |  |  | ACT | C | H07 | BEMS | SEVOFLURANE | SEVOFLURANE | BA | OT | L01 | ISH/BE/02111 |  |  |  |  | PWP | [11 empty] | 2025-01-16 | 1 | [8 empty] | OT | [20 empty] | ABBOTT | ALADIN CASSETTE | BGBD40344 | OT | [6 empty] | INSAN BAKTI SDN BHD | INSAN BAKTI SDN BHD |  | GERMANY |  | INSAN BAKTI SDN BHD | [10 empty] | 2025-01-16 | KPJ Ipoh Specialist Hospital | SEVO 1 | 2 | 2026-07-01 | 2027-01-01 | bar: JAN; JUL
|  | 12647 | BEMS |  |  | ACT | C | H07 | BEMS | PATIENT MONITORING SYSTEM | PATIENT MONITORING SYSTEM | BA | OT | L01 | ISH/BE/02112 |  |  |  |  | 68000 | [11 empty] | 2025-01-16 | 1 | [8 empty] | OT | [20 empty] | GE CARESCAPE | B 650 | STF24100730HA | OT | [6 empty] | INSAN BAKTI SDN BHD | INSAN BAKTI SDN BHD | STOR 237434 | GERMANY |  | INSAN BAKTI SDN BHD | [10 empty] | 2025-01-16 | KPJ Ipoh Specialist Hospital | MR 21 | 2 | 2026-07-01 | 2027-01-01 | bar: JAN; JUL
|  | 10447 | BEMS |  |  | ACT | C | H07 | BEMS | BLOOD WARMER | BLOOD WARMER | BA | OT | L01 | ISH/BE/02113 |  |  |  |  | FOC | [11 empty] | 2025-01-16 | 1 | [8 empty] | OT | [20 empty] | KEEWEL | FT1800 | EN12002014 | OT | [6 empty] | INSAN BAKTI SDN BHD | INSAN BAKTI SDN BHD | STOR 237434 | GERMANY |  | INSAN BAKTI SDN BHD | [10 empty] | 2025-01-16 | KPJ Ipoh Specialist Hospital | BW 9 | 2 | 2026-07-01 | 2027-01-01 | bar: JAN; JUL
|  | 10414 | BEMS |  |  | ACT | C | H07 | BEMS | WARMING SYSTEM | WARMING SYSTEM | BA | OT | L01 | ISH/BE/02127 |  |  |  |  | 36788 | [11 empty] | 2025-04-24 | 1 | [8 empty] | OT | [20 empty] | STIHLER | ASTOPAD DUO 310 | AG14725 | OT | [6 empty] | GEMILANG ASIA TECHNOLOGY | GEMILANG ASIA TECHNOLOGY | STOR 237434 | GERMANY |  | GEMILANG ASIA TECHNOLOGY | [10 empty] | 2025-04-24 | KPJ Ipoh Specialist Hospital | WT13 | 2 | 2026-04-01 | 2026-10-01 | bar: APR; OCT
|  | 10414 | BEMS |  |  | ACT | C | H07 | BEMS | WARMING SYSTEM | WARMING SYSTEM | BA | OT | L01 | ISH/BE/02128 |  |  |  |  | 36788 | [11 empty] | 2025-04-24 | 1 | [8 empty] | OT | [20 empty] | STIHLER | ASTOPAD DUO 310 | AG14726 | OT | [6 empty] | GEMILANG ASIA TECHNOLOGY | GEMILANG ASIA TECHNOLOGY | STOR 239543 | GERMANY |  | GEMILANG ASIA TECHNOLOGY | [10 empty] | 2025-04-24 | KPJ Ipoh Specialist Hospital | WT14 | 2 | 2026-04-01 | 2026-10-01 | bar: APR; OCT
|  | 10414 | BEMS |  |  | ACT | C | H07 | BEMS | WARMING SYSTEM | WARMING SYSTEM | BA | OT | L01 | ISH/BE/02129 |  |  |  |  | 36788 | [11 empty] | 2025-04-24 | 1 | [8 empty] | OT | [20 empty] | STIHLER | ASTOPAD DUO 310 | AG14727 | OT | [6 empty] | GEMILANG ASIA TECHNOLOGY | GEMILANG ASIA TECHNOLOGY | STOR 239543 | GERMANY |  | GEMILANG ASIA TECHNOLOGY | [10 empty] | 2025-04-24 | KPJ Ipoh Specialist Hospital | WT15 | 2 | 2026-04-01 | 2026-10-01 | bar: APR; OCT
|  | 10414 | BEMS |  |  | ACT | C | H07 | BEMS | WARMING SYSTEM | WARMING SYSTEM | BA | OT | L01 | ISH/BE/02130 |  |  |  |  | 17630 | [11 empty] | 2025-06-06 | 1 | [8 empty] | OT | [20 empty] | STIHLER | ASTOPAD DUO 310 | AG14563 | OT | [6 empty] | GEMILANG ASIA TECHNOLOGY | GEMILANG ASIA TECHNOLOGY | STOR 239543 | GERMANY |  | GEMILANG ASIA TECHNOLOGY | [10 empty] | 2025-06-06 | KPJ Ipoh Specialist Hospital | WT16 | 2 | 2026-06-01 | 2026-12-01 | bar: JUN; DEC
|  | 10414 | BEMS |  |  | ACT | C | H07 | BEMS | WARMING SYSTEM | WARMING SYSTEM | BA | OT | L01 | ISH/BE/02131 |  |  |  |  | 17630 | [11 empty] | 2025-06-06 | 1 | [8 empty] | OT | [20 empty] | STIHLER | ASTOPAD DUO 310 | AG14597 | OT | [6 empty] | GEMILANG ASIA TECHNOLOGY | GEMILANG ASIA TECHNOLOGY | STOR 244908 | GERMANY |  | GEMILANG ASIA TECHNOLOGY | [10 empty] | 2025-06-06 | KPJ Ipoh Specialist Hospital | WT17 | 2 | 2026-06-01 | 2026-12-01 | bar: JUN; DEC
|  | 10414 | BEMS |  |  | ACT | C | H07 | BEMS | WARMING SYSTEM | WARMING SYSTEM | BA | OT | L01 | ISH/BE/02132 |  |  |  |  | 17630 | [11 empty] | 2025-06-06 | 1 | [8 empty] | OT | [20 empty] | STIHLER | ASTOPAD DUO 310 | AG14598 | OT | [6 empty] | GEMILANG ASIA TECHNOLOGY | GEMILANG ASIA TECHNOLOGY | STOR 245601 | GERMANY |  | GEMILANG ASIA TECHNOLOGY | [10 empty] | 2025-06-06 | KPJ Ipoh Specialist Hospital | WT18 | 2 | 2026-06-01 | 2026-12-01 | bar: JUN; DEC
|  | 13961 | BEMS |  |  | ACT | C | H07 | BEMS | OPERATING TABLE | OPERATING TABLE | BA | OT | L01 | ISH/BE/02163 |  |  |  |  | 18000 | [11 empty] | 2025-10-16 | 1 | [8 empty] | OT | [20 empty] | PLANTECH | OTPB-160 | 21070724 | OT | [6 empty] | NAVIRA MEDITECH SDN BHD | NAVIRA MEDITECH SDN BHD | STOR 231791 | INDIA |  | NAVIRA MEDITECH SDN BHD | [10 empty] | 2025-10-16 | KPJ Ipoh Specialist Hospital | T15 | 2 | 2026-04-01 | 2026-10-01 | bar: APR; OCT
|  | 17001 | BEMS |  |  | ACT | C | H07 | BEMS | CAMERA HEAD | CAMERA HEAD | BA | OT | L01 | ISH/BE/02168 |  |  |  |  | 59815.8 | [11 empty] | 2025-11-13 | 1 | [8 empty] | OT | [20 empty] | OLYMPUS | CH-S200-08-LB | 7502636 | OT | [6 empty] | OLYMPUS (M) SDN BHD | OLYMPUS (M) SDN BHD | STOR 232822 | JAPAN |  | OLYMPUS (MALAYSIA) SDN BHD | [10 empty] | 2025-11-13 | KPJ Ipoh Specialist Hospital |  | 1 | 2025-11-01 | 2026-11-01 | bar: NOV
|  |  | BEMS |  |  | ACT | C | H07 | BEMS | RADIO FREQUENCY PLASMA SURGICAL SYSTEM | RADIO FREQUENCY PLASMA SURGICAL SYSTEM | BA | OT | L01 | ISH/BE/02196 |  |  |  |  | 59800 | [11 empty] | 2026-04-29 | 0 | [8 empty] | OT | [20 empty] | JIANGSU BONSS MEDICAL | ARS700 | A70-2601101TMJ | OT | [6 empty] | EVOMEDIC SDN BHD | EVOMEDIC SDN BHD | STOR 252339 | CHINA |  | EVOMEDIC SDN BHD | [10 empty] | 2026-04-29 | KPJ Ipoh Specialist Hospital | RF | 2 | 2026-04-01 | 2026-10-01 | bar: APR; OCT
|  | 10414 | BEMS |  |  | ACT | C | H07 | BEMS | WARMING UNIT | WARMING SYSTEM | BA | OT | L01 | ISH/BE/02199 |  |  |  |  | 7100 | [11 empty] | 2026-04-30 | 0 | [8 empty] | OT | [20 empty] | TAPPA | TMS-W101 | 25085190001006 | OT | [6 empty] | GEMILANG ASIA TECHNOLOGY SDN BHD | GEMILANG ASIA TECHNOLOGY SDN BHD | STOR 252232 | CHINA |  | GEMILANG ASIA TECHNOLOGY SDN BHD | [10 empty] | 2026-04-30 | KPJ Ipoh Specialist Hospital | WT 19 | 2 | 2026-04-01 | 2026-10-01 | bar: APR; OCT
|  | 10414 | BEMS |  |  | ACT | C | H07 | BEMS | WARMING UNIT | WARMING SYSTEM | BA | OT | L01 | ISH/BE/02200 |  |  |  |  | 7100 | [11 empty] | 2026-04-30 | 0 | [8 empty] | OT | [20 empty] | TAPPA | TMS-W101 | 25085190001007 | OT | [6 empty] | GEMILANG ASIA TECHNOLOGY SDN BHD | GEMILANG ASIA TECHNOLOGY SDN BHD | STOR 252232 | CHINA |  | GEMILANG ASIA TECHNOLOGY SDN BHD | [10 empty] | 2026-04-30 | KPJ Ipoh Specialist Hospital | WT 20 | 2 | 2026-04-01 | 2026-10-01 | bar: APR; OCT
|  | 10414 | BEMS |  |  | ACT | C | H07 | BEMS | WARMING UNIT | WARMING SYSTEM | BA | OT | L01 | ISH/BE/02201 |  |  |  |  | 7100 | [11 empty] | 2026-04-30 | 0 | [8 empty] | OT | [20 empty] | TAPPA | TMS-W101 | 25085190001008 | OT | [6 empty] | GEMILANG ASIA TECHNOLOGY SDN BHD | GEMILANG ASIA TECHNOLOGY SDN BHD | STOR 252232 | CHINA |  | GEMILANG ASIA TECHNOLOGY SDN BHD | [10 empty] | 2026-04-30 | KPJ Ipoh Specialist Hospital | WT 21 | 2 | 2026-04-01 | 2026-10-01 | bar: APR; OCT
|  | 10414 | BEMS |  |  | ACT | C | H07 | BEMS | WARMING UNIT | WARMING SYSTEM | BA | OT | L01 | ISH/BE/02202 |  |  |  |  | 7100 | [11 empty] | 2026-04-30 | 0 | [8 empty] | OT | [20 empty] | TAPPA | TMS-W101 | 25085190001010 | OT | [6 empty] | GEMILANG ASIA TECHNOLOGY SDN BHD | GEMILANG ASIA TECHNOLOGY SDN BHD | STOR 252232 | CHINA |  | GEMILANG ASIA TECHNOLOGY SDN BHD | [10 empty] | 2026-04-30 | KPJ Ipoh Specialist Hospital | WT 22 | 2 | 2026-04-01 | 2026-10-01 | bar: APR; OCT
|  | 10969 | BEMS |  |  | ACT | C | H07 | BEMS | DVT PUMP | DVT PUMP | BA | OT | L01 | ISH/BE/02204 |  |  |  |  | 8000 | [11 empty] | 2026-05-06 | 0 | [8 empty] | OT | [20 empty] | SCD 700 COMPRESSION SYSTEM UK | SCD 700 | V2574667JX | OT | [6 empty] | ATALIS HEALTHCARE SDN BHD | ATALIS HEALTHCARE SDN BHD | STOR 252772 | UK |  | ATALIS HEALTHCARE SDN BHD | [10 empty] | 2026-05-06 | KPJ Ipoh Specialist Hospital | DVTP 9 | 1 | 2026-05-01 | 2026-11-01 | bar: MAY
|  | 18037 | BEMS |  |  | ACT | C | H07 | BEMS | IMAGE 1 S CONNECT II | IMAGE 1 S CONNECT II | BA | OT | L01 | ISH/BE/02205 |  |  |  |  | 621390 | [11 empty] | 2026-05-08 | 0 | [8 empty] | OT | [20 empty] | KARL STORZ | TC201EN | YK929255-P | OT | [6 empty] | UMMI SURGICAL SDN BHD | UMMI SURGICAL SDN BHD | 252807 | GERMANY |  | UMMI SURGICAL SDN BHD | [10 empty] | 2026-05-08 | KPJ Ipoh Specialist Hospital | SC28 | 2 | 2026-05-01 | 2026-11-01 | bar: MAY; NOV
|  | 18037 | BEMS |  |  | ACT | C | H07 | BEMS | IMAGE 1 S 4U-LINK | IMAGE 1 S 4U-LINK | BA | OT | L01 | ISH/BE/02206 |  |  |  |  | PWP | [11 empty] | 2026-05-08 | 0 | [8 empty] | OT | [20 empty] | KARL STORZ | TC304 | YK929523-P | OT | [6 empty] | UMMI SURGICAL SDN BHD | UMMI SURGICAL SDN BHD | 252807 | GERMANY |  | UMMI SURGICAL SDN BHD | [10 empty] | 2026-05-08 | KPJ Ipoh Specialist Hospital | SC28 | 2 | 2026-05-01 | 2026-11-01 | bar: MAY; NOV
|  |  | BEMS |  |  | ACT | C | H07 | BEMS | ENDOFLATOR® 50 SCB | ENDOFLATOR® 50 SCB | BA | OT | L01 | ISH/BE/02207 |  |  |  |  | PWP | [11 empty] | 2026-05-08 | 0 | [8 empty] | OT | [20 empty] | KARL STORZ | UI500S1 | XK20995 | OT | [6 empty] | UMMI SURGICAL SDN BHD | UMMI SURGICAL SDN BHD | 252807 | GERMANY |  | UMMI SURGICAL SDN BHD | [10 empty] | 2026-05-08 | KPJ Ipoh Specialist Hospital | SC28 | 2 | 2026-05-01 | 2026-11-01 | bar: MAY; NOV
|  |  | BEMS |  |  | ACT | C | H07 | BEMS | COLD LIGHT FOUNTAIN POWER LED RUBINA | COLD LIGHT FOUNTAIN POWER LED RUBINA | BA | OT | L01 | ISH/BE/02208 |  |  |  |  | PWP | [11 empty] | 2026-05-08 | 0 | [8 empty] | OT | [20 empty] | KARL STORZ | TL400 | XK17492 | OT | [6 empty] | UMMI SURGICAL SDN BHD | UMMI SURGICAL SDN BHD | 252807 | GERMANY |  | UMMI SURGICAL SDN BHD | [10 empty] | 2026-05-08 | KPJ Ipoh Specialist Hospital | SC28 | 2 | 2026-05-01 | 2026-11-01 | bar: MAY; NOV
|  | 16902 | BEMS |  |  | ACT | C | H07 | BEMS | AIDA SYSTEM | AIDA DOCUMENTATION | BA | OT | L01 | ISH/BE/02209 |  |  |  |  | PWP | [11 empty] | 2026-05-08 | 0 | [8 empty] | OT | [20 empty] | KARL STORZ | WD360-EN | XK5002024,P5WM218661 | OT | [6 empty] | UMMI SURGICAL SDN BHD | UMMI SURGICAL SDN BHD | 252807 | GERMANY |  | UMMI SURGICAL SDN BHD | [10 empty] | 2026-05-08 | KPJ Ipoh Specialist Hospital | SC28 | 2 | 2026-05-01 | 2026-11-01 | bar: MAY; NOV
|  | 17001 | BEMS |  |  | ACT | C | H07 | BEMS | CAMERA HEAD 4K UHD | CAMERA HEAD 4K UHD | BA | OT | L01 | ISH/BE/02210 |  |  |  |  | PWP | [11 empty] | 2026-05-08 | 0 | [8 empty] | OT | [20 empty] | KARL STORZ | TH121 | ZK106856-K | OT | [6 empty] | UMMI SURGICAL SDN BHD | UMMI SURGICAL SDN BHD | 252807 | GERMANY |  | UMMI SURGICAL SDN BHD | [10 empty] | 2026-05-08 | KPJ Ipoh Specialist Hospital | SC28 | 2 | 2026-05-01 | 2026-11-01 | bar: MAY; NOV
|  | 17879 | BEMS |  |  | ACT | C | H07 | BEMS | PORTABLE ULTRASOUND | PORTABLE ULTRASOUND | BA | OT | L01 | ISH/BE/02216 |  |  |  |  | 40000 | [11 empty] | 2026-05-19 | 0 | [8 empty] | OT | [20 empty] | GE | GE VSCAN AIR SL | VA020011794 | OT | [6 empty] | INSAN BAKTI SDN BHD | INSAN BAKTI SDN BHD | 252797 ARIBA | USA |  | INSAN BAKTI SDN BHD | [10 empty] | 2026-05-19 | KPJ Ipoh Specialist Hospital | VSCAN 2 | 2 | 2026-05-01 | 2026-11-01 | bar: MAY; NOV
|  | 13931 | BEMS |  |  | ACT | C | H07 | BEMS | SYRINGE PUMP TCI | SYRINGE PUMP TCI | BA | OT | L01 | ISH/BE/02245 |  |  |  |  | 5000 | [11 empty] | 2026-06-30 | 0 | [8 empty] | OT | [20 empty] | MEDCAPTAIN | HP-TCI | 6002604002803 | OT | [6 empty] | ONEHEART MEDIC SDN BHD | ONEHEART MEDIC SDN BHD | STOR 251795 | CHINA |  | ONEHEART MEDIC SDN BHD | [10 empty] | 2026-06-30 | KPJ Ipoh Specialist Hospital | TCI 7 | 2 | 2026-06-01 | 2026-12-01 | bar: JUN; DEC
|  | 13931 | BEMS |  |  | ACT | C | H07 | BEMS | SYRINGE PUMP TCI | SYRINGE PUMP TCI | BA | OT | L01 | ISH/BE/02246 |  |  |  |  | 5000 | [11 empty] | 2026-06-30 | 0 | [8 empty] | OT | [20 empty] | MEDCAPTAIN | HP-TCI | 6002604002793 | OT | [6 empty] | ONEHEART MEDIC SDN BHD | ONEHEART MEDIC SDN BHD | STOR 251795 | CHINA |  | ONEHEART MEDIC SDN BHD | [10 empty] | 2026-06-30 | KPJ Ipoh Specialist Hospital | TCI 8 | 2 | 2026-06-01 | 2026-12-01 | bar: JUN; DEC
|  | 11758 | BEMS |  |  | ACT | C | H07 | BEMS | SURGICAL MOBILE C-ARM | SURGICAL MOBILE C-ARM | BA | OT | L01 | ISH/BE/02280 |  |  |  |  | 490000 | [11 empty] | 2026-07-08 | 0 | [8 empty] | OT | [20 empty] | SHIMADZU | GENORAY OSCAR 15 | ZEN-620005-10725 | OT | [6 empty] | SHIMADZU MALAYSIA SDN BHD | SHIMADZU MALAYSIA SDN BHD | 251724 (ARIBA) | JAPAN |  | SHIMADZU MALAYSIA SDN BHD | [10 empty] | 2026-07-08 | KPJ Ipoh Specialist Hospital | X2-4 | 2 | 2026-07-01 | 2027-01-01 | bar: JAN; JUL
|  | 15786 | BEMS |  |  | ACT | C | H07 | BEMS | SEALING MACHINE | SEALING MACHINE | BA | OT CSSD | L01 | ISH/BE/02106 |  |  |  |  | 12000 | [11 empty] | 2025-01-09 | 1 | [8 empty] | OT CSSD | [20 empty] | EASYSEAL MEDICAL TECHNOLOGY | EF101-CR | D124B017 | OT CSSD | [6 empty] | M3DILUXE HEALTHCARE SDN BHD | M3DILUXE HEALTHCARE SDN BHD | STOR 229947 | CHINA |  | M3DILUXE HEALTHCARE SDN BHD | [10 empty] | 2025-01-09 | KPJ Ipoh Specialist Hospital | SM 6 | 1 | 2026-07-01 | 2027-01-01 | bar: JAN
|  |  | BEMS |  |  | ACT | C | H07 | BEMS | FitMi CLINIC | FitMi CLINIC | BA | PHYSIOTHERAPY | GF | ISH/BE/02176 |  |  |  |  | 7600 | [11 empty] | 2026-03-05 | 0 | [8 empty] | PHYSIOTHERAPY | [20 empty] | FLINT REHABILITATION DEVICES LLC | FMH | 2025120002 | PHYSIOTHERAPY | [6 empty] | GNT MEDIXCEL SDN BHD | GNT MEDIXCEL SDN BHD | STOR 250862 | USA |  | GNT MEDIXCEL SDN BHD | [10 empty] | 2026-03-05 | KPJ Ipoh Specialist Hospital | PT 74 | 1 | 2026-03-01 | 2027-03-01 | bar: MAR
|  |  | BEMS |  |  | ACT | C | H07 | BEMS | LusioMATE | LusioMATE | BA | PHYSIOTHERAPY | GF | ISH/BE/02177 |  |  |  |  | 16760 | [11 empty] | 2026-03-05 | 0 | [8 empty] | PHYSIOTHERAPY | [20 empty] | LUSIO TECHNOLOGY PTY LTD | LUSOMATE V2 | 2183.2184 | PHYSIOTHERAPY | [6 empty] | GNT MEDIXCEL SDN BHD | GNT MEDIXCEL SDN BHD | STOR 250862 | USA |  | GNT MEDIXCEL SDN BHD | [10 empty] | 2026-03-05 | KPJ Ipoh Specialist Hospital | PT 75 | 1 | 2026-03-01 | 2027-03-01 | bar: MAR
|  | 14105 | BEMS |  |  | ACT | C | H07 | BEMS | TRACTION UNIT WITH TABLE | TRACTION UNIT WITH TABLE | BA | PHYSIOTHERAPY | GF | ISH/BE/02178 |  |  |  |  | 44800 | [11 empty] | 2026-03-12 | 0 | [8 empty] | PHYSIOTHERAPY | [20 empty] | CHATTANOOGA | 4749/TTET300 | T3555 | PHYSIOTHERAPY | [6 empty] | PRINCIP ENGINEERING | PRINCIP ENGINEERING | STOR 250869 | USA |  | PRINCIP ENGINEERING | [10 empty] | 2026-03-12 | KPJ Ipoh Specialist Hospital | PT 76 | 1 | 2026-03-01 | 2027-03-01 | bar: MAR
|  |  | BEMS |  |  | ACT | C | H07 | BEMS | MOBILE HYDROCOLLATOR | MOBILE HYDROCOLLATOR | BA | PHYSIOTHERAPY | GF | ISH/BE/02179 |  |  |  |  | 23500 | [11 empty] | 2026-03-12 | 0 | [8 empty] | PHYSIOTHERAPY | [20 empty] | CHATTANOOGA | M2 | T5288 | PHYSIOTHERAPY | [6 empty] | PRINCIP ENGINEERING | PRINCIP ENGINEERING | STOR 250869 | USA |  | PRINCIP ENGINEERING | [10 empty] | 2026-03-12 | KPJ Ipoh Specialist Hospital | PT 77 | 1 | 2026-03-01 | 2027-03-01 | bar: MAR
|  | 17816 | BEMS |  |  | ACT | C | H07 | BEMS | SIT TO STAND WHEELCHAIR | SIT TO STAND WHEELCHAIR | BA | PHYSIOTHERAPY | GF | ISH/BE/02203 |  |  |  |  | 46000 | [11 empty] | 2026-04-30 | 0 | [8 empty] | PHYSIOTHERAPY | [20 empty] | DRACO | DRACO 18"(SW-MR2-18) | MR2-2410 JI 0008 | PHYSIOTHERAPY | [6 empty] | PRINCIP ENGINEERING | PRINCIP ENGINEERING | STOR 252225 | TAIWAN |  | PRINCIP ENGINEERING | [10 empty] | 2026-04-30 | KPJ Ipoh Specialist Hospital | PT 78 | 2 | 2026-04-01 | 2027-04-01 | bar: APR
|  |  | BEMS |  |  | ACT | C | H07 | BEMS | 3 IN 1 STEPPER | 3 IN 1 STEPPER | BA | PHYSIOTHERAPY | GF | ISH/BE/02211 |  |  |  |  | 12000 | [11 empty] | 2026-05-14 | 0 | [8 empty] | PHYSIOTHERAPY | [20 empty] | SOLE | SOL-SC200 | 13121405-10 | PHYSIOTHERAPY | [6 empty] | PRINCIP ENGINEERING | PRINCIP ENGINEERING | STOR 252225 | TAIWAN |  | PRINCIP ENGINEERING | [10 empty] | 2026-05-14 | KPJ Ipoh Specialist Hospital | PT 79 | 1 | 2026-05-01 | 2027-05-01 | bar: MAY
|  |  | BEMS |  |  | ACT | C | H07 | BEMS | ELECTRICAL COUCH | ELECTRICAL COUCH | BA | PHYSIOTHERAPY | GF | ISH/BE/02269 |  |  |  |  | 6800 | [11 empty] | 2026-07-06 | 0 | [8 empty] | PHYSIOTHERAPY | [20 empty] | SILVERFOX | 2211-301 | SX 6036842 | PHYSIOTHERAPY | [6 empty] | PRINCIP ENGINEERING | PRINCIP ENGINEERING | STOR 250868 | CHINA |  | PRINCIP ENGINEERING | [10 empty] | 2026-07-06 | KPJ Ipoh Specialist Hospital | PT 80 | 1 | 2026-07-01 | 2027-07-01 | bar: JUL
|  |  | BEMS |  |  | ACT | C | H07 | BEMS | ELECTRICAL COUCH | ELECTRICAL COUCH | BA | PHYSIOTHERAPY | GF | ISH/BE/02270 |  |  |  |  | 6800 | [11 empty] | 2026-07-06 | 0 | [8 empty] | PHYSIOTHERAPY | [20 empty] | SILVERFOX | 2211-301 | SX 6036841 | PHYSIOTHERAPY | [6 empty] | PRINCIP ENGINEERING | PRINCIP ENGINEERING | STOR 250868 | CHINA |  | PRINCIP ENGINEERING | [10 empty] | 2026-07-06 | KPJ Ipoh Specialist Hospital | PT 81 | 1 | 2026-07-01 | 2027-07-01 | bar: JUL
|  |  | BEMS |  |  | ACT | C | H07 | BEMS | ELECTRICAL COUCH | ELECTRICAL COUCH | BA | PHYSIOTHERAPY | GF | ISH/BE/02271 |  |  |  |  | 6800 | [11 empty] | 2026-07-06 | 0 | [8 empty] | PHYSIOTHERAPY | [20 empty] | SILVERFOX | 2211-301 | SX 6036840 | PHYSIOTHERAPY | [6 empty] | PRINCIP ENGINEERING | PRINCIP ENGINEERING | STOR 250868 | CHINA |  | PRINCIP ENGINEERING | [10 empty] | 2026-07-06 | KPJ Ipoh Specialist Hospital | PT 82 | 1 | 2026-07-01 | 2027-07-01 | bar: JUL
|  |  | BEMS |  |  | ACT | C | H07 | BEMS | ELECTRICAL COUCH | ELECTRICAL COUCH | BA | PHYSIOTHERAPY | GF | ISH/BE/02272 |  |  |  |  | 6800 | [11 empty] | 2026-07-06 | 0 | [8 empty] | PHYSIOTHERAPY | [20 empty] | SILVERFOX | 2211-301 | SX 6036850 | PHYSIOTHERAPY | [6 empty] | PRINCIP ENGINEERING | PRINCIP ENGINEERING | STOR 250868 | CHINA |  | PRINCIP ENGINEERING | [10 empty] | 2026-07-06 | KPJ Ipoh Specialist Hospital | PT 83 | 1 | 2026-07-01 | 2027-07-01 | bar: JUL
|  |  | BEMS |  |  | ACT | C | H07 | BEMS | ELECTRICAL COUCH | ELECTRICAL COUCH | BA | PHYSIOTHERAPY | GF | ISH/BE/02273 |  |  |  |  | 6800 | [11 empty] | 2026-07-06 | 0 | [8 empty] | PHYSIOTHERAPY | [20 empty] | SILVERFOX | 2211-301 | SX 3069123 | PHYSIOTHERAPY | [6 empty] | PRINCIP ENGINEERING | PRINCIP ENGINEERING | STOR 250868 | CHINA |  | PRINCIP ENGINEERING | [10 empty] | 2026-07-06 | KPJ Ipoh Specialist Hospital | PT 84 | 1 | 2026-07-01 | 2027-07-01 | bar: JUL
|  |  | BEMS |  |  | ACT | C | H07 | BEMS | ELECTRICAL COUCH | ELECTRICAL COUCH | BA | PHYSIOTHERAPY | GF | ISH/BE/02274 |  |  |  |  | 6800 | [11 empty] | 2026-07-06 | 0 | [8 empty] | PHYSIOTHERAPY | [20 empty] | SILVERFOX | 2211-301 | SX 3069126 | PHYSIOTHERAPY | [6 empty] | PRINCIP ENGINEERING | PRINCIP ENGINEERING | STOR 250868 | CHINA |  | PRINCIP ENGINEERING | [10 empty] | 2026-07-06 | KPJ Ipoh Specialist Hospital | PT 85 | 1 | 2026-07-01 | 2027-07-01 | bar: JUL
|  |  | BEMS |  |  | ACT | C | H07 | BEMS | ELECTRICAL COUCH | ELECTRICAL COUCH | BA | PHYSIOTHERAPY | GF | ISH/BE/02275 |  |  |  |  | 6800 | [11 empty] | 2026-07-06 | 0 | [8 empty] | PHYSIOTHERAPY | [20 empty] | SILVERFOX | 2211-301 | SX 6036857 | PHYSIOTHERAPY | [6 empty] | PRINCIP ENGINEERING | PRINCIP ENGINEERING | STOR 250868 | CHINA |  | PRINCIP ENGINEERING | [10 empty] | 2026-07-06 | KPJ Ipoh Specialist Hospital | PT 86 | 1 | 2026-07-01 | 2027-07-01 | bar: JUL
|  | 14141 | BEMS |  |  | ACT | C | H07 | BEMS | TREADMILL | TREADMILL | BA | PHYSIOTHERAPY | GF | ISH/BE/02276 |  |  |  |  | 19000 | [11 empty] | 2026-07-07 | 0 | [8 empty] | PHYSIOTHERAPY | [20 empty] | SOLE | SOLE F63 |  | PHYSIOTHERAPY | [6 empty] | PRINCIP ENGINEERING | PRINCIP ENGINEERING | STOR 252225 | CHINA |  | PRINCIP ENGINEERING | [10 empty] | 2026-07-07 | KPJ Ipoh Specialist Hospital | PT 87 | 1 | 2026-07-01 | 2027-07-01 | bar: JUL
|  | 13461 | BEMS |  |  | ACT | C | H07 | BEMS | WEIGHING SCALES | WEIGHING SCALES | BB | PREMIER WARD | L05 | ISH/BE/02192 |  |  |  |  | 7000 | [11 empty] | 2026-04-22 | 0 | [8 empty] | PREMIER WARD | [20 empty] | SECA | SECA 952 | 10000001750822 | PREMIER WARD | [6 empty] | HARMONI JAYA | HARMONI JAYA | STOR 252222 (FA) | GERMANY |  | PRINCIP ENGINEERING | [10 empty] | 2026-04-22 | KPJ Ipoh Specialist Hospital | PW 47 | 1 | 2026-04-01 | 2027-04-01 | bar: APR
|  | 13215 | BEMS |  |  | ACT | C | H07 | BEMS | INFUSION PUMP | INFUSION PUMP | BB | PREMIER WARD | L05 | ISH/BE/02228 |  |  |  |  | 5000 | [11 empty] | 2026-06-30 | 0 | [8 empty] | PREMIER WARD | [20 empty] | MEDCAPTAIN | AP-60 | 6222604000866 | PREMIER WARD | [6 empty] | ONEHEART MEDIC SDN BHD | ONEHEART MEDIC SDN BHD | STOR 251796 | CHINA |  | ONEHEART MEDIC SDN BHD | [10 empty] | 2026-06-30 | KPJ Ipoh Specialist Hospital | PW 48 | 2 | 2026-06-01 | 2026-12-01 | bar: JUN; DEC
|  | 13215 | BEMS |  |  | ACT | C | H07 | BEMS | INFUSION PUMP | INFUSION PUMP | BB | PREMIER WARD | L05 | ISH/BE/02229 |  |  |  |  | 5000 | [11 empty] | 2026-06-30 | 0 | [8 empty] | PREMIER WARD | [20 empty] | MEDCAPTAIN | AP-60 | 6222604000882 | PREMIER WARD | [6 empty] | ONEHEART MEDIC SDN BHD | ONEHEART MEDIC SDN BHD | STOR 251796 | CHINA |  | ONEHEART MEDIC SDN BHD | [10 empty] | 2026-06-30 | KPJ Ipoh Specialist Hospital | PW 49 | 2 | 2026-06-01 | 2026-12-01 | bar: JUN; DEC
|  | 13360 | BEMS |  |  | ACT | C | H07 | BEMS | RESUSCITAITORS | RESUSCITAITORS | BA | WARD 1 | L01 | ISH/BE/02125 |  |  |  |  | 63600 | [11 empty] | 2025-03-11 | 1 | [8 empty] | WARD 1 | [20 empty] | FANEM | AMPLA COLOR 2085 | JAV019333 | WARD 1 | [6 empty] | GEMILANG AASIA TECHNOLOGY SDN BHD | GEMILANG AASIA TECHNOLOGY SDN BHD | STOR 242881 | BRAZIL |  | GEMILANG ASIA TECHNOLOGY SDN BHD | [10 empty] | 2025-03-11 | KPJ Ipoh Specialist Hospital | R5 | 2 | 2026-03-01 | 2026-09-01 | bar: MAR; SEP
|  | 13250 | BEMS |  |  | ACT | C | H07 | BEMS | RADIANT WARMER | RADIANT WARMER | BA | WARD 1 | L01 | ISH/BE/02133 |  |  |  |  | 15000 | [11 empty] | 2025-06-12 | 1 | [8 empty] | WARD 1 | [20 empty] | PHOENIX MEDICAL SYSTEM (P) LTD | NWS 101 | 32551 | WARD 1 | [6 empty] | AL GLOBAL CORPORATION (M) SDN BHD | AL GLOBAL CORPORATION (M) SDN BHD | STOR 246577 (FA) | CHINA |  | AL GLOBAL CORPORATION (M) SDN BHD | [10 empty] | 2025-06-12 | KPJ Ipoh Specialist Hospital | W 2 | 2 | 2026-06-01 | 2026-12-01 | bar: JUN; DEC
|  | 13462 | BEMS |  |  | ACT | C | H07 | BEMS | WEIGHING SCALES, BABY | WEIGHING SCALES, BABY | BA | WARD 1 | L01 | ISH/BE/02159 |  |  |  |  | 4700 | [11 empty] | 2025-08-19 | 1 | [8 empty] | WARD 1 | [20 empty] | MARSDEN | M-400-80D | 22405288 | WARD 1 | [6 empty] | PRINCIP ENGINEERING | PRINCIP ENGINEERING | STOR 242881 | UNITED KINGDOM |  | PRINCIP ENGINEERING | [10 empty] | 2025-08-19 | KPJ Ipoh Specialist Hospital | SW7 | 1 | 2025-08-01 | 2026-08-01 | bar: AUG
|  | 12113 | BEMS |  |  | ACT | C | H07 | BEMS | INCUBATORS | INCUBATORS | BA | WARD 1 | L01 | ISH/BE/01767 |  |  |  |  | 45000 | [11 empty] | 13/3/23 | 3 | [8 empty] | WARD 1 | [20 empty] | DRAGER | ISOLETTE 8000 PLUS | DSSA-0113 | WARD 1 | [6 empty] | DREAGER MALAYSIA SDN BHD | DREAGER MALAYSIA SDN BHD | STOR 207184 | GERMANY |  | DREAGER MALAYSIA SDN BHD | [10 empty] | 13/3/23 | KPJ Ipoh Specialist Hospital | I 11 | 2 | 2026-03-01 | 2026-09-01 | bar: MAR; SEP
|  | 13250 | BEMS |  |  | ACT | C | H07 | BEMS | RADIANT WARMER | RADIANT WARMER | BA | WARD 1 | L01 | ISH/BE/02180 |  |  |  |  | 13000 | [11 empty] | 2026-03-13 | 0 | [8 empty] | WARD 1 | [20 empty] | PHOENIX MEDICAL SYSTEM (P) LTD | NWS 101 | 35388 | WARD 1 | [6 empty] | REMEDIC SERVICES & SUPPLIES SDN BHD | REMEDIC SERVICES & SUPPLIES SDN BHD | STOR 250459 | CHINA |  | REMEDIC SERVICES & SUPPLIES SDN BHD | [10 empty] | 2026-03-13 | KPJ Ipoh Specialist Hospital | W 3 | 2 | 2026-03-01 | 2026-09-01 | bar: MAR; SEP
|  | 11692 | BEMS |  |  | ACT | C | H07 | BEMS | FETAL DOPPLER | FETAL DOPPLER | BA | WARD 1 | L01 | ISH/BE/02181 |  |  |  |  | 5000 | [11 empty] | 2026-03-27 | 0 | [8 empty] | WARD 1 | [20 empty] | EDAN | SONOTRAX BASIC A | 560042-M26204680006 | WARD 1 | [6 empty] | HARMONI JAYA | HARMONI JAYA | STOR 250360 (FA) | USA |  | HARMONI JAYA | [10 empty] | 2026-03-27 | KPJ Ipoh Specialist Hospital | D13 | 1 | 2026-03-01 | 2027-03-01 | bar: MAR
|  | 11692 | BEMS |  |  | ACT | C | H07 | BEMS | FETAL DOPPLER | FETAL DOPPLER | BA | WARD 1 | L01 | ISH/BE/02182 |  |  |  |  | PWP | [11 empty] | 2026-03-27 | 0 | [8 empty] | WARD 1 | [20 empty] | EDAN | SONOTRAX BASIC A | 560042-M26204680007 | WARD 1 | [6 empty] | HARMONI JAYA | HARMONI JAYA | STOR 250360 (FA) | USA |  | HARMONI JAYA | [10 empty] | 2026-03-27 | KPJ Ipoh Specialist Hospital | D14 | 1 | 2026-03-01 | 2027-03-01 | bar: MAR
|  | 11692 | BEMS |  |  | ACT | C | H07 | BEMS | FETAL DOPPLER | FETAL DOPPLER | BA | WARD 1 | L01 | ISH/BE/02183 |  |  |  |  | PWP | [11 empty] | 2026-03-27 | 0 | [8 empty] | WARD 1 | [20 empty] | EDAN | SONOTRAX BASIC A | 560042-M26204680008 | WARD 1 | [6 empty] | HARMONI JAYA | HARMONI JAYA | STOR 250360 (FA) | USA |  | HARMONI JAYA | [10 empty] | 2026-03-27 | KPJ Ipoh Specialist Hospital | D15 | 1 | 2026-03-01 | 2027-03-01 | bar: MAR
|  |  | BEMS |  |  | ACT | C | H07 | BEMS | CARDIOTOCOGRAPH | CARDIOTOCOGRAPH | BA | WARD 1 | L01 | ISH/BE/02190 |  |  |  |  | 18180 | [11 empty] | 2026-04-16 | 0 | [8 empty] | WARD 1 | [20 empty] | EDAN | F15 | 461025-M25712400001 | WARD 1 | [6 empty] | SAINS MEDIKA SDN BHD | SAINS MEDIKA SDN BHD | 251271 (ARIBA) | CHINA |  | SAINS MEDIKA SDN BHD | [10 empty] | 2026-04-16 | KPJ Ipoh Specialist Hospital | CTG11 | 1 | 2026-04-01 | 2027-04-01 | bar: APR
|  |  | BEMS |  |  | ACT | C | H07 | BEMS | CARDIOTOCOGRAPH | CARDIOTOCOGRAPH | BA | WARD 1 | L01 | ISH/BE/02191 |  |  |  |  | 18180 | [11 empty] | 2026-04-16 | 0 | [8 empty] | WARD 1 | [20 empty] | EDAN | F15 | 461025-M25712400002 | WARD 1 | [6 empty] | SAINS MEDIKA SDN BHD | SAINS MEDIKA SDN BHD | 251271 (ARIBA) | CHINA |  | SAINS MEDIKA SDN BHD | [10 empty] | 2026-04-16 | KPJ Ipoh Specialist Hospital | CTG12 | 1 | 2026-04-01 | 2027-04-01 | bar: APR
|  | 12276 | BEMS |  |  | ACT | C | H07 | BEMS | EXAMINATION LIGHT | EXAMINATION LIGHT | BA | WARD 1 | L01 | ISH/BE/02217 |  |  |  |  | 2120 | [11 empty] | 2026-05-25 | 0 | [8 empty] | WARD 1 | [20 empty] | EASY WELL | KS-Q6 | 20200820085 | WARD 1 | [6 empty] | HARMONI JAYA | HARMONI JAYA | STOR 254610 | CHINA |  | HARMONI JAYA | [10 empty] | 2026-05-25 | KPJ Ipoh Specialist Hospital | HL 4 | 1 | 2026-05-01 | 2027-05-01 | bar: MAY
|  | 13037 | BEMS |  |  | ACT | C | H07 | BEMS | PHOTOTHERAPY UNIT | PHOTOTHERAPY UNIT | BA | WARD 1 | L01 | ISH/BE/02223 |  |  |  |  | 6680 | [11 empty] | 2026-06-26 | 0 | [8 empty] | WARD 1 | [20 empty] | PHOENIX MEDICAL SYSTEM (P) LTD | BRILLIANCE PRO | 19065 | WARD 1 | [6 empty] | REMEDIC SERVICES & SUPPLIES SDN BHD | REMEDIC SERVICES & SUPPLIES SDN BHD | STOR 252385 | INDIA |  | REMEDIC SERVICES & SUPPLIES SDN BHD | [10 empty] | 2026-06-26 | KPJ Ipoh Specialist Hospital | 36 | 2 | 2026-06-01 | 2026-12-01 | bar: JUN; DEC
|  | 13037 | BEMS |  |  | ACT | C | H07 | BEMS | PHOTOTHERAPY UNIT | PHOTOTHERAPY UNIT | BA | WARD 1 | L01 | ISH/BE/02224 |  |  |  |  | 6680 | [11 empty] | 2026-06-26 | 0 | [8 empty] | WARD 1 | [20 empty] | PHOENIX MEDICAL SYSTEM (P) LTD | BRILLIANCE PRO | 19063 | WARD 1 | [6 empty] | REMEDIC SERVICES & SUPPLIES SDN BHD | REMEDIC SERVICES & SUPPLIES SDN BHD | STOR 252385 | INDIA |  | REMEDIC SERVICES & SUPPLIES SDN BHD | [10 empty] | 2026-06-26 | KPJ Ipoh Specialist Hospital | 37 | 2 | 2026-06-01 | 2026-12-01 | bar: JUN; DEC
|  | 13037 | BEMS |  |  | ACT | C | H07 | BEMS | PHOTOTHERAPY UNIT | PHOTOTHERAPY UNIT | BA | WARD 1 | L01 | ISH/BE/02225 |  |  |  |  | 6680 | [11 empty] | 2026-06-26 | 0 | [8 empty] | WARD 1 | [20 empty] | PHOENIX MEDICAL SYSTEM (P) LTD | BRILLIANCE PRO | 19064 | WARD 1 | [6 empty] | REMEDIC SERVICES & SUPPLIES SDN BHD | REMEDIC SERVICES & SUPPLIES SDN BHD | STOR 252385 | INDIA |  | REMEDIC SERVICES & SUPPLIES SDN BHD | [10 empty] | 2026-06-26 | KPJ Ipoh Specialist Hospital | 38 | 2 | 2026-06-01 | 2026-12-01 | bar: JUN; DEC
|  | 13215 | BEMS |  |  | ACT | C | H07 | BEMS | INFUSION PUMP | INFUSION PUMP | BA | WARD 1 | L01 | ISH/BE/02247 |  |  |  |  | 5000 | [11 empty] | 2026-06-30 | 0 | [8 empty] | WARD 1 | [20 empty] | MEDCAPTAIN | AP-60 | 6222604000943 | WARD 1 | [6 empty] | ONEHEART MEDIC SDN BHD | ONEHEART MEDIC SDN BHD | STOR 251622 | CHINA |  | ONEHEART MEDIC SDN BHD | [10 empty] | 2026-06-30 | KPJ Ipoh Specialist Hospital | MCP 1 | 2 | 2026-06-01 | 2026-12-01 | bar: JUN; DEC
|  | 13215 | BEMS |  |  | ACT | C | H07 | BEMS | INFUSION PUMP | INFUSION PUMP | BA | WARD 1 | L01 | ISH/BE/02248 |  |  |  |  | 5000 | [11 empty] | 2026-06-30 | 0 | [8 empty] | WARD 1 | [20 empty] | MEDCAPTAIN | AP-60 | 6222604000946 | WARD 1 | [6 empty] | ONEHEART MEDIC SDN BHD | ONEHEART MEDIC SDN BHD | STOR 251622 | CHINA |  | ONEHEART MEDIC SDN BHD | [10 empty] | 2026-06-30 | KPJ Ipoh Specialist Hospital | MCP 2 | 2 | 2026-06-01 | 2026-12-01 | bar: JUN; DEC
|  | 13215 | BEMS |  |  | ACT | C | H07 | BEMS | INFUSION PUMP | INFUSION PUMP | BA | WARD 1 | L01 | ISH/BE/02249 |  |  |  |  | 5000 | [11 empty] | 2026-06-30 | 0 | [8 empty] | WARD 1 | [20 empty] | MEDCAPTAIN | AP-60 | 6222604000962 | WARD 1 | [6 empty] | ONEHEART MEDIC SDN BHD | ONEHEART MEDIC SDN BHD | STOR 251622 | CHINA |  | ONEHEART MEDIC SDN BHD | [10 empty] | 2026-06-30 | KPJ Ipoh Specialist Hospital | MCP 3 | 2 | 2026-06-01 | 2026-12-01 | bar: JUN; DEC
|  | 13215 | BEMS |  |  | ACT | C | H07 | BEMS | INFUSION PUMP | INFUSION PUMP | BA | WARD 1 | L01 | ISH/BE/02250 |  |  |  |  | 5000 | [11 empty] | 2026-06-30 | 0 | [8 empty] | WARD 1 | [20 empty] | MEDCAPTAIN | AP-60 | 6222604000964 | WARD 1 | [6 empty] | ONEHEART MEDIC SDN BHD | ONEHEART MEDIC SDN BHD | STOR 251622 | CHINA |  | ONEHEART MEDIC SDN BHD | [10 empty] | 2026-06-30 | KPJ Ipoh Specialist Hospital | MCP 4 | 2 | 2026-06-01 | 2026-12-01 | bar: JUN; DEC
|  | 12276 | BEMS |  |  | ACT | C | H07 | BEMS | EXAMINATION LIGHT | EXAMINATION LIGHT | BA | WARD 3 | L02 | ISH/BE/02218 |  |  |  |  | 2120 | [11 empty] | 2026-05-25 | 0 | [8 empty] | WARD 3 | [20 empty] | EASY WELL | KS-Q6 | 20200820087 | WARD 3 | [6 empty] | HARMONI JAYA | HARMONI JAYA | STOR 254610 | CHINA |  | HARMONI JAYA | [10 empty] | 2026-05-25 | KPJ Ipoh Specialist Hospital | WD3/68 | 1 | 2026-05-01 | 2027-05-01 | bar: MAY
|  | 17226 | BEMS |  |  | ACT | C | H07 | BEMS | ICING SYSTEM | ICING SYSTEM | BA | WARD 5 | L02 | ISH/BE/02184 |  |  |  |  | 29800 | [11 empty] | 2026-03-30 | 0 | [8 empty] | WARD 5 | [20 empty] | SIGMAX | CE4000 | IMY250104 | WARD 5 | [6 empty] | MALAYSIAN DIAGNOSTICS CORPORATION SDN BHD | MALAYSIAN DIAGNOSTICS CORPORATION SDN BHD | STOR 250646 (FA) | JAPAN |  | MALAYSIAN DIAGNOSTICS CORPORATION SDN BHD | [10 empty] | 2026-03-30 | KPJ Ipoh Specialist Hospital | WD5/62 | 1 | 2026-03-01 | 2027-03-01 | bar: MAR
|  | 12276 | BEMS |  |  | ACT | C | H07 | BEMS | EXAMINATION LIGHT | EXAMINATION LIGHT | BA | WARD 5 | L02 | ISH/BE/02219 |  |  |  |  | 2120 | [11 empty] | 2026-05-25 | 0 | [8 empty] | WARD 5 | [20 empty] | EASY WELL | KS-Q6 | 20200820092 | WARD 5 | [6 empty] | HARMONI JAYA | HARMONI JAYA | STOR 254610 | CHINA |  | HARMONI JAYA | [10 empty] | 2026-05-25 | KPJ Ipoh Specialist Hospital | WD5/63 | 1 | 2026-05-01 | 2027-05-01 | bar: MAY
|  | 13217 | BEMS |  |  | ACT | C | H07 | BEMS | SYRINGE PUMP | SYRINGE PUMP | BA | WARD 6 | L03 | ISH/BE/02260 |  |  |  |  | 5000 | [11 empty] | 2026-06-30 | 0 | [8 empty] | WARD 6 | [20 empty] | MEDCAPTAIN | AP-30 | 6242604000603 | WARD 6 | [6 empty] | ONEHEART MEDIC SDN BHD | ONEHEART MEDIC SDN BHD | STOR 251737 | CHINA |  | ONEHEART MEDIC SDN BHD | [10 empty] | 2026-06-30 | KPJ Ipoh Specialist Hospital | WD6/34 | 2 | 2026-06-01 | 2026-12-01 | bar: JUN; DEC
|  | 13461 | BEMS |  |  | ACT | C | H07 | BEMS | WEIGHING SCALE | WEIGHING SCALE | BB | WARD 7A | L03 | ISH/BE/02167 |  |  |  |  | 5500 | [11 empty] | 2025-11-12 | 1 | [8 empty] | WARD 7A | [20 empty] | SECA | SECA 952 | 10000001282063 | WARD 7A | [6 empty] | HARMONI JAYA | HARMONI JAYA | STOR 246577 (FA) | GERMANY |  | HARMONI JAYA | [10 empty] | 2025-11-12 | KPJ Ipoh Specialist Hospital | WD7A/53 | 1 | 2026-05-01 | 2026-11-01 | bar: MAY; NOV
|  | 13461 | BEMS |  |  | ACT | C | H07 | BEMS | WEIGHING SCALE | WEIGHING SCALE | BB | WARD 7A | L04 | ISH/BE/02168 |  |  |  |  | 5501 | [11 empty] | 2025-11-13 | 1 | [8 empty] | WARD 7A | [20 empty] | SECA | SECA 953 | 10000001282063 | WARD 7A | [6 empty] | HARMONI JAYA | HARMONI JAYA | STOR 246577 (FA) | GERMANY |  | HARMONI JAYA | [10 empty] | 2025-11-13 | KPJ Ipoh Specialist Hospital | WD7A/54 | 2 | 2026-05-01 | 2026-11-01 | bar: MAY; NOV
|  | 13217 | BEMS |  |  | ACT | C | H07 | BEMS | SYRINGE PUMP | SYRINGE PUMP | BB | WARD 7A | L03 | ISH/BE/02261 |  |  |  |  | 5000 | [11 empty] | 2026-06-30 | 0 | [8 empty] | WARD 7A | [20 empty] | MEDCAPTAIN | AP-30 | 6242604000604 | WARD 7A | [6 empty] | ONEHEART MEDIC SDN BHD | ONEHEART MEDIC SDN BHD | STOR 251737 | CHINA |  | ONEHEART MEDIC SDN BHD | [10 empty] | 2026-06-30 | KPJ Ipoh Specialist Hospital | WD7A/54 | 2 | 2026-06-01 | 2026-12-01 | bar: JUN; DEC
|  | 11407 | BEMS |  |  | ACT | C | H07 | BEMS | ELECTROCARDIOGRAPH | ELECTROCARDIOGRAPH | BB | WARD 7B | L03 | ISH/BE/02222 |  |  |  |  | 22000 | [11 empty] | 2026-06-12 | 0 | [8 empty] | WARD 7B | [20 empty] | ADVANCED INSTRUMENTATIONS,INC | ECG 12C | 360721-M26420910005 | WARD 7B | [6 empty] | SUN MEDICAL SYSTEM SDN BHD | SUN MEDICAL SYSTEM SDN BHD | STOR 250870 | USA |  | SUN MEDICAL SYSTEM SDN. BHD | [10 empty] | 2026-06-12 | KPJ Ipoh Specialist Hospital | WD7B/71 | 2 | 2026-06-01 | 2026-12-01 | bar: JUN; DEC
|  | 12340 | BEMS |  |  | ACT | C | H08 | BEMS | LIGHT SOURCE | LIGHT SOURCE | BA | CAOT | L01 | ISH/BE/02281 |  |  |  |  | 31500 | [11 empty] | 2026-07-14 | 0 | [8 empty] | CAOT | [20 empty] | SUNOPTIC | LED 4500 | 26051304 | CAOT | [6 empty] | HUMEDICAL (M) SDN BHD | HUMEDICAL (M) SDN BHD | STOR 253751 | USA |  | HUMEDICAL (M) SDN BHD | [10 empty] | 2026-07-14 | KPJ Ipoh Specialist Hospital | CAOT | 1 | 2026-07-01 | 2027-07-01 | bar: JUL

## additional asset
No. | Asset No | Group Code/UMDNS | Service | Trade | System Code | Status | Critical Factor | Hospital | Work Group | Short Description | Long Description | Block/Building | Asset Location | Floor/Level | Permanent ID | Asset Owner | Asset Cost | Warranty End Date | Purchase Date | Expected Life (Year) | User Area/Dept | Manufacturer/Brand | Model Number | Serial No | Department Description | With Schedule Maintenance | Supplier | Supplier Name | PO/LOA Number | Manufacturer Country | Sevice Vendor | Warranty Start Date | T&C Date | code no | FREQ | LAST PPM DATE | NEXT PPM DATE | JAN | FEB | MAR | APR | MAY | JUN | JUL | AUG | SEP | OCT | NOV | DEC
1 |  | 12647 | BEMS | B | - | ACT | C | H07 | BEMS | PATIENT MONITORING SYSTEM | PATIENT MONITORING SYSTEM | BA | A&E | GF | ISH/BE/02267 |  | 54000 |  | 2026-07-03 | 0 | A&E | NIHON KOHDEN | LIFESCOPE G7 CSM-1702K | 10560 | A&E |  | STAR MEDICAL SYSTEM (M) SDN BHD | STAR MEDICAL SYSTEM (M) SDN BHD | STOR 251626 | JAPAN | STAR MEDICAL SYSTEM (M) SDN BHD |  | 2026-07-03 | AEPM 9 | 2 | 2026-07-01 | 2027-01-01 | bar: JAN; JUL
2 |  | 12647 | BEMS | B | - | ACT | C | H07 | BEMS | PATIENT MONITORING SYSTEM | PATIENT MONITORING SYSTEM | BA | A&E | GF | ISH/BE/02268 |  | 54000 |  | 2026-07-03 | 0 | A&E | NIHON KOHDEN | LIFESCOPE G7 CSM-1702K | 10561 | A&E |  | STAR MEDICAL SYSTEM (M) SDN BHD | STAR MEDICAL SYSTEM (M) SDN BHD | STOR 251626 | JAPAN | STAR MEDICAL SYSTEM (M) SDN BHD |  | 2026-07-03 | AEPM 10 | 2 | 2026-07-01 | 2027-01-01 | bar: JAN; JUL
3 |  |  | BEMS | B | - | ACT | C | H07 | BEMS | HYPER HYPOTHERMIA SYSTEM | HYPER HYPOTHERMIA SYSTEM | BA | CAOT | L01 | ISH/BE/02122 |  | 111477.74 |  | 2025-02-04 | 1 | CAOT | EMMED | TRUECOOL PREMIUM | 2401-00132 | CAOT |  | GEMILANG ASIA TECHNOLOGY SDN BHD | GEMILANG ASIA TECHNOLOGY SDN BHD | STOR 232822 | POLAND | GEMILANG ASIA TECHNOLOGY SDN BHD |  | 2025-02-04 | HPT2 | 2 | 2026-02-01 | 2026-08-01 | bar: FEB; AUG
4 |  | 13217 | BEMS | B | - | ACT | C | H07 | BEMS | SYRINGE PUMP | SYRINGE PUMP | BA | CAOT | L01 | ISH/BE/02123 |  | 4000 |  | 2025-02-26 | 1 | CAOT | MEDCAPTAIN | HP 30 | 6002411000237 | CAOT |  | ONEHEART MEDIC SDN BHD | ONEHEART MEDIC SDN BHD | STOR 231798 | CHINA | ONEHEART MEDIC SDN BHD |  | 2025-02-26 | CSP9 | 2 | 2026-02-01 | 2026-08-01 | bar: FEB; AUG
5 |  | 13217 | BEMS | B | - | ACT | C | H07 | BEMS | SYRINGE PUMP | SYRINGE PUMP | BA | CAOT | L01 | ISH/BE/02124 |  | 4000 |  | 2025-02-26 | 1 | CAOT | MEDCAPTAIN | HP 30 | 6002411000247 | CAOT |  | ONEHEART MEDIC SDN BHD | ONEHEART MEDIC SDN BHD | STOR 231797 | CHINA | ONEHEART MEDIC SDN BHD |  | 2025-02-26 | CSP10 | 2 | 2026-02-01 | 2026-08-01 | bar: FEB; AUG
6 |  | 13217 | BEMS | B | - | ACT | C | H07 | BEMS | SYRINGE PUMP | SYRINGE PUMP | BA | CICU | L01 | ISH/BE/02107 |  | 4000 |  | 2025-01-09 | 1 | CICU | MEDCAPTAIN | HP 30 | 6002408000291 | CICU |  | ONEHEART MEDIC SDN BHD | ONEHEART MEDIC SDN BHD | STOR 232822 | CHINA | ONEHEART MEDIC SDN BHD |  | 2025-01-09 | CP 22 | 2 | 2026-07-01 | 2027-01-01 | bar: JAN; JUL
7 |  | 13217 | BEMS | B | - | ACT | C | H07 | BEMS | SYRINGE PUMP | SYRINGE PUMP | BA | CICU | L01 | ISH/BE/02108 |  | 4000 |  | 2025-01-09 | 1 | CICU | MEDCAPTAIN | HP 30 | 6002408000290 | CICU |  | ONEHEART MEDIC SDN BHD | ONEHEART MEDIC SDN BHD | STOR 234611 | CHINA | ONEHEART MEDIC SDN BHD |  | 2025-01-09 | CP 23 | 2 | 2026-07-01 | 2027-01-01 | bar: JAN; JUL
8 |  | 13217 | BEMS | B | - | ACT | C | H07 | BEMS | SYRINGE PUMP | SYRINGE PUMP | BA | CICU | L01 | ISH/BE/02109 |  | 4000 |  | 2025-01-09 | 1 | CICU | MEDCAPTAIN | HP 30 | 6002408000284 | CICU |  | ONEHEART MEDIC SDN BHD | ONEHEART MEDIC SDN BHD | STOR 229947 | CHINA | ONEHEART MEDIC SDN BHD |  | 2025-01-09 | CP 24 | 2 | 2026-07-01 | 2027-01-01 | bar: JAN; JUL
9 |  |  | BEMS | B | - | ACT | C | H07 | BEMS | I-STAT | I-STAT | BA | CICU | L01 | ISH/BE/02221 |  | 68500 |  | 2026-06-04 | 0 | CICU | ABBOTT | I-STAT ALINITY | 812888 | CICU |  | TRANSMEDIC HEALTHCARE SDN BHD | TRANSMEDIC HEALTHCARE SDN BHD | STOR 250539 |  | TRANSMEDIC HEALTHCARE SDN BHD |  | 2026-06-04 | IS 5 | 2 | 2026-06-01 | 2026-12-01 | bar: JUN; DEC
10 |  | 17144 | BEMS | B | - | ACT | C | H07 | BEMS | CYSTOSCOPE | CYSTOSCOPE | BB | DIAGNOSTIC CENTRE | L01 | ISH/BE/02103 |  | 66205.1 |  | 2024-12-18 | 2 | DIAGNOSTIC CENTRE | OLYMPUS | CYF-VH | 7449526 | DIAGNOSTIC CENTRE |  | OLYMPUS (M) SDN BHD | OLYMPUS (M) SDN BHD | STOR 234780 | JAPAN | OLYMPUS (M) SDN BHD |  | 2024-12-18 | DCYS 2 | 1 | 2025-12-01 | 2026-12-01 | bar: DEC
11 |  | 18034 | BEMS | B | - | ACT | C | H07 | BEMS | VIDEO PROCESSOR | VIDEO PROCESSOR | BB | DIAGNOSTIC CENTRE | L01 | ISH/BE/02104 |  | 53793.13 |  | 2024-12-18 | 2 | DIAGNOSTIC CENTRE | OLYMPUS | OTV-S200 | 7457611 | DIAGNOSTIC CENTRE |  | OLYMPUS (M) SDN BHD | OLYMPUS (M) SDN BHD | STOR 230802 | JAPAN | OLYMPUS (M) SDN BHD |  | 2024-12-18 | DCVR 4 | 1 | 2025-11-01 | 2026-11-01 | bar: NOV
12 |  |  | BEMS | B | - | ACT | C | H07 | BEMS | FIBROSCAN | FIBROSCAN | BB | DIAGNOSTIC CENTRE | L01 | ISH/BE/02105 |  | 358000 |  | 2024-12-31 | 2 | DIAGNOSTIC CENTRE | ECHOSENS | F430 | F96651 | DIAGNOSTIC CENTRE |  | UNITED ITALIAN TRADING (M) SDN BHD | UNITED ITALIAN TRADING (M) SDN BHD | STOR 241706 | USA | UNITED ITALIAN TRADING (M) SDN BHD |  | 2024-12-31 | FS | 1 | 2025-12-01 | 2026-12-01 | bar: DEC
13 |  | 17723 | BEMS | B | - | ACT | C | H07 | BEMS | STRESS TEST SYSTEM | STRESS TEST SYSTEM | BB | DIAGNOSTIC CENTRE | L01 | ISH/BE/02126 |  | 122000 |  | 2025-03-14 | 1 | DIAGNOSTIC CENTRE | NORAV MEDICAL | NORAV | D12851 | DIAGNOSTIC CENTRE |  | SUN MEDICAL SYSTEMS SDN. BHD | SUN MEDICAL SYSTEMS SDN. BHD | STOR 241707 | CHINA | SUN MEDICAL SYSTEM SDN. BHD |  | 2025-03-14 | DCST 14 | 2 | 2026-03-01 | 2026-09-01 | bar: MAR; SEP
14 |  |  | BEMS | B | - | ACT | C | H07 | BEMS | ENDOSCOPE WARSHER | ENDOSCOPE WARSHER | BB | DIAGNOSTIC CENTRE | L01 | ISH/BE/02136 |  | 200000 |  | 2025-07-25 | 1 | DIAGNOSTIC CENTRE | NOUVA S.B. SYSTEM SRL | GANDY 90 | 000054 | DIAGNOSTIC CENTRE |  | DIVAS MEDICAL SDN BHD | DIVAS MEDICAL SDN BHD | STOR 242666 (FA) | ITALY | DIVAS MEDICAL SDN BHD |  | 2025-07-25 | DCWS2 | 2 | 2026-07-01 | 2027-01-01 | bar: JAN; JUL
15 |  | 15205 | BEMS | B | - | ACT | C | H07 | BEMS | SCOPE CABINET | SCOPE CABINET | BB | DIAGNOSTIC CENTRE | L01 | ISH/BE/02137 |  | 124000 |  | 2025-07-25 | 1 | DIAGNOSTIC CENTRE | NOUVA S.B. SYSTEM SRL | GANDY ESC 9.H | 000030 | DIAGNOSTIC CENTRE |  | DIVAS MEDICAL SDN BHD | DIVAS MEDICAL SDN BHD | STOR 242666 (FA) | ITALY | DIVAS MEDICAL SDN BHD |  | 2025-07-25 | DCSC1 | 1 | 2026-07-01 | 2027-07-01 | bar: JUL
16 |  | 17424 | BEMS | B | - | ACT | C | H07 | BEMS | SCOPE BUDDY | SCOPE BUDDY | BB | DIAGNOSTIC CENTRE | L01 | ISH/BE/02160 |  | 11000 |  | 2025-09-03 | 1 | DIAGNOSTIC CENTRE | MEDIVATOR | EFAING | 13157681 | DIAGNOSTIC CENTRE |  | STERIS MALAYSIA SDN BHD | STERIS MALAYSIA SDN BHD | 242695 (FA)- ARIBA | USA | STERIS MALAYSIA SDN BHD |  | 2025-09-03 | DCSB 2 | 0
17 |  | 17424 | BEMS | B | - | ACT | C | H07 | BEMS | SCOPE BUDDY | SCOPE BUDDY | BB | DIAGNOSTIC CENTRE | L01 | ISH/BE/02161 |  | 11000 |  | 2025-09-03 | 1 | DIAGNOSTIC CENTRE | MEDIVATOR | EFAING | 13157682 | DIAGNOSTIC CENTRE |  | STERIS MALAYSIA SDN BHD | STERIS MALAYSIA SDN BHD | 242696 (FA)- ARIBA | USA | STERIS MALAYSIA SDN BHD |  | 2025-09-03 | DCSB 3 | 0
18 |  | 17204 | BEMS | B | - | ACT | C | H07 | BEMS | SCANNING SYSTEMS, ULTRASONIC | SCANNING SYSTEMS, ULTRASONIC | BB | DIAGNOSTIC CENTRE | L01 | ISH/BE/02162 |  | 650000 |  | 2025-10-07 | 1 | DIAGNOSTIC CENTRE | GE | VIVID E95 | AU89131 | DIAGNOSTIC CENTRE |  | I-MEDIC IMAGING SDN BHD | I-MEDIC IMAGING SDN BHD | STOR 245593 (FA) | GERMANY | I-MEDIC IMAGING SDN BHD |  | 2025-10-07 | DCUS8 | 2 | 2026-04-01 | 2026-10-01 | bar: APR; OCT
19 |  | 17723 | BEMS | B | - | ACT | C | H07 | BEMS | STRESS TEST SYSTEM | STRESS TEST SYSTEM | BB | DIAGNOSTIC CENTRE | L01 | ISH/BE/02164 |  | 122000 |  | 2025-10-17 | 1 | DIAGNOSTIC CENTRE | NORAV MEDICAL | NORAV | 379A24 | DIAGNOSTIC CENTRE |  | SUN MEDICAL SYSTEMS SDN. BHD | SUN MEDICAL SYSTEMS SDN. BHD | 242696 (FA)- ARIBA | CHINA | SUN MEDICAL SYSTEM SDN. BHD |  | 2025-10-17 | DCST 15 | 2 | 2026-04-01 | 2026-10-01 | bar: APR; OCT
20 |  | 17723 | BEMS | B | - | ACT | C | H07 | BEMS | AUTOMATED BLOOD PRESSURE MONITOR FOR STRESS TEST | AUTOMATED BLOOD PRESSURE MONITOR FOR STRESS TEST | BB | DIAGNOSTIC CENTRE | L01 | ISH/BE/02164 |  | 11700 |  | 2025-11-10 | 1 | DIAGNOSTIC CENTRE | SUNTECH MEDICAL | TANGO M2 | M00129994 | DIAGNOSTIC CENTRE |  | SUN MEDICAL SYSTEMS SDN. BHD | SUN MEDICAL SYSTEMS SDN. BHD | STOR 241707 (FA) | CHINA | SUN MEDICAL SYSTEM SDN. BHD |  | 2025-11-10 | DCST 15 | 2 | 2026-05-01 | 2026-11-01 | bar: MAY; NOV
21 |  | 17723 | BEMS | B | - | ACT | C | H07 | BEMS | STRESS TEST SYSTEM | STRESS TEST SYSTEM | BB | DIAGNOSTIC CENTRE | L01 | ISH/BE/02165 |  | 122000 |  | 2025-10-17 | 1 | DIAGNOSTIC CENTRE | NORAV MEDICAL | NORAV | 378A24 | DIAGNOSTIC CENTRE |  | SUN MEDICAL SYSTEMS SDN. BHD | SUN MEDICAL SYSTEMS SDN. BHD | STOR 243404 (FA) | CHINA | SUN MEDICAL SYSTEM SDN. BHD |  | 2025-10-17 | DCST 16 | 2 | 2026-04-01 | 2026-10-01 | bar: APR; OCT
22 |  | 15205 | BEMS | B | - | ACT | C | H07 | BEMS | SCOPE CABINET | SCOPE CABINET | BB | DIAGNOSTIC CENTRE | L01 | ISH/BE/02166 |  | 124000 |  | 2025-11-06 | 1 | DIAGNOSTIC CENTRE | NOUVA S.B. SYSTEM SRL | GANDY ESC 9.H | 000039 | DIAGNOSTIC CENTRE |  | DIVAS MEDICAL SDN BHD | DIVAS MEDICAL SDN BHD | STOR 227722 | ITALY | DIVAS MEDICAL SDN BHD |  | 2025-11-06 | DCSC2 | 2 | 2026-05-01 | 2026-11-01 | bar: MAY; NOV
23 |  | 11359 | BEMS | B | - | ACT | C | H07 | BEMS | DUODENOSCOPE | DUODENOSCOPE | BB | DIAGNOSTIC CENTRE | L01 | ISH/BE/02169 |  | 149987.42 |  | 2025-11-20 | 1 | DIAGNOSTIC CENTRE | OLYMPUS | TJF-Q190V | 2532680 | DIAGNOSTIC CENTRE |  | OLYMPUS (M) SDN BHD | OLYMPUS (M) SDN BHD | STOR 227941 | JAPAN | OLYMPUS (M) SDN BHD |  | 2025-11-20 | DCDS 4 | 1 | 2025-11-01 | 2026-11-01 | bar: NOV
24 |  |  | BEMS | B | - | ACT | C | H07 | BEMS | ENDOSCOPE PROCESSOR & LIGHT SOURCE 6000 SYSTEM | ENDOSCOPE PROCESSOR & LIGHT SOURCE 6000 SYSTEM | BB | DIAGNOSTIC CENTRE | L01 | ISH/BE/02170 |  | 437500 |  | 2025-12-04 | 0 | DIAGNOSTIC CENTRE | FUJIFILM | EP-6000 | 2V696K728 | DIAGNOSTIC CENTRE |  | WELLMEDIC HEALTHCARE SDN BHD | WELLMEDIC HEALTHCARE SDN BHD | 246732(FA)-ARIBA | JAPAN | WELLMEDIC HEALTHCARE SDN BHD |  | 2025-12-04 | FES 1 | 2 | 2026-06-01 | 2026-12-01 | bar: JUN; DEC
25 |  |  | BEMS | B | - | ACT | C | H07 | BEMS | ENDOLINQ IRRIGATION PUMP | ENDOLINQ IRRIGATION PUMP | BB | DIAGNOSTIC CENTRE | L02 | ISH/BE/02171 |  | PWP |  | 2025-12-04 | 0 | DIAGNOSTIC CENTRE | FUJIFILM | JSFP-P1 | FP012509001021 | DIAGNOSTIC CENTRE |  | WELLMEDIC HEALTHCARE SDN BHD | WELLMEDIC HEALTHCARE SDN BHD | 246732(FA)-ARIBA | JAPAN | WELLMEDIC HEALTHCARE SDN BHD |  | 2025-12-04 | FES 1 | 2 | 2026-06-01 | 2026-12-01 | bar: JUN; DEC
26 |  | 15966 | BEMS | B | - | ACT | C | H07 | BEMS | LCD MONITOR | LCD MONITOR | BB | DIAGNOSTIC CENTRE | L03 | ISH/BE/02172 |  | PWP |  | 2025-12-04 | 0 | DIAGNOSTIC CENTRE | BEACON | S3221P | B0494 | DIAGNOSTIC CENTRE |  | WELLMEDIC HEALTHCARE SDN BHD | WELLMEDIC HEALTHCARE SDN BHD | 246732(FA)-ARIBA | JAPAN | WELLMEDIC HEALTHCARE SDN BHD |  | 2025-12-04 | FES 1 | 2 | 2026-06-01 | 2026-12-01 | bar: JUN; DEC
27 |  | 15966 | BEMS | B | - | ACT | C | H07 | BEMS | LCD MONITOR | LCD MONITOR | BB | DIAGNOSTIC CENTRE | L04 | ISH/BE/02173 |  | 29385 |  | 2025-12-04 | 0 | DIAGNOSTIC CENTRE | BEACON | S3221P | B0351 | DIAGNOSTIC CENTRE |  | WELLMEDIC HEALTHCARE SDN BHD | WELLMEDIC HEALTHCARE SDN BHD | STOR 247121 (FA) | JAPAN | WELLMEDIC HEALTHCARE SDN BHD |  | 2025-12-04 | FES 1 | 2 | 2026-06-01 | 2026-12-01 | bar: JUN; DEC
28 |  | 17663 | BEMS | B | - | ACT | C | H07 | BEMS | GASTROSCOPE | GASTROSCOPE | BB | DIAGNOSTIC CENTRE | L05 | ISH/BE/02174 |  | PWP |  | 2025-12-04 | 0 | DIAGNOSTIC CENTRE | FUJIFILM | EG-760R | RG402K005 | DIAGNOSTIC CENTRE |  | WELLMEDIC HEALTHCARE SDN BHD | WELLMEDIC HEALTHCARE SDN BHD | 246732(FA)-ARIBA | JAPAN | WELLMEDIC HEALTHCARE SDN BHD |  | 2025-12-04 | DCGF 1 | 2 | 2026-06-01 | 2026-12-01 | bar: JUN; DEC
29 |  | 17665 | BEMS | B | - | ACT | C | H07 | BEMS | COLONOSCOPE | COLONOSCOPE | BB | DIAGNOSTIC CENTRE | L06 | ISH/BE/02175 |  | PWP |  | 2025-12-04 | 0 | DIAGNOSTIC CENTRE | FUJIFILM | EC-760R-V/L | LC29K596 | DIAGNOSTIC CENTRE |  | WELLMEDIC HEALTHCARE SDN BHD | WELLMEDIC HEALTHCARE SDN BHD | 246732(FA)-ARIBA | JAPAN | WELLMEDIC HEALTHCARE SDN BHD |  | 2025-12-04 | DCCF 1 | 2 | 2026-06-01 | 2026-12-01 | bar: JUN; DEC
30 |  |  | BEMS | B | - | ACT | C | H07 | BEMS | REPORTING SYSTEM | REPORTING SYSTEM | BB | DIAGNOSTIC CENTRE | L07 | ISH/BE/02185 |  | 118500 |  | 2026-04-01 | 0 | DIAGNOSTIC CENTRE | MIDS | MIDS | H-4CE606BCJX-M | DIAGNOSTIC CENTRE |  | WELLMEDIC HEALTHCARE SDN BHD | WELLMEDIC HEALTHCARE SDN BHD | 251272 | JAPAN | WELLMEDIC HEALTHCARE SDN BHD |  | 2026-04-01 | RS3 | 2 | 2026-04-01 | 2026-10-01 | bar: APR; OCT
31 |  |  | BEMS | B | - | ACT | C | H07 | BEMS | DISTORTION PRODUCT OTO ACOUSTIC EMISSION | DISTORTION PRODUCT OTO ACOUSTIC EMISSION | BB | DIAGNOSTIC CENTRE | L08 | ISH/BE/02189 |  | 26000 |  | 2026-04-14 | 0 | DIAGNOSTIC CENTRE | GRASON STADLER | GS1 CORTI | G11011594 | DIAGNOSTIC CENTRE |  | MKS MEDIC SDN BHD | MKS MEDIC SDN BHD | STOR 251864 | USA | MKS MEDIC SDN BHD |  | 2026-04-14 | DPOAE3 | 2
32 |  | 17204 | BEMS | B | - | ACT | C | H07 | BEMS | SCANNING SYSTEMS, ULTRASONIC | SCANNING SYSTEMS, ULTRASONIC | BB | DIAGNOSTIC CENTRE | L09 | ISH/BE/02215 |  | 650000 |  | 2026-05-14 | 0 | DIAGNOSTIC CENTRE | GE | VIVID E95 | AU90119 | DIAGNOSTIC CENTRE |  | I MEDIC IMAGING SDN BHD | I MEDIC IMAGING SDN BHD | 252799 (ARIBA) | GERMAN | I MEDIC IMAGING SDN BHD |  | 2026-05-14 | DCUS 9 | 2 | 2026-05-01 | 2026-11-01 | bar: MAY; NOV
33 |  | 17833 | BEMS | B | - | ACT | C | H07 | BEMS | MAMMOGRAPHY SYSTEM | MAMMOGRAPHY SYSTEM | BA | DIAGNOSTIC IMAGING | GF | ISH/BE/02134 |  | 1780000 |  | 2025-06-19 | 1 | DIAGNOSTIC IMAGING | HOLOGIC | SELENIA DIMENSIONS 3D | 131501765 | DIAGNOSTIC IMAGING |  | INTEGRATED MEDICALSYSTEM SDN BHD | INTEGRATED MEDICALSYSTEM SDN BHD | STOR 227722 |  | INTEGRATED MEDICAL SYSTEM SDN BHD |  | 2025-06-19 |  | 2 | 2026-06-01 | 2026-12-01 | bar: JUN; DEC
34 |  |  | BEMS | B | - | ACT | C | H07 | BEMS | GENERAL X-RAY | GENERAL X-RAY | BA | DIAGNOSTIC IMAGING | GF | ISH/BE/02135 |  | 730000 |  | 2025-06-23 | 1 | DIAGNOSTIC IMAGING | SHIMADZU | RADSPEED PRO | MQ927DFE5008 | DIAGNOSTIC IMAGING |  | SHIMADZU (M) SDN BHD | SHIMADZU (M) SDN BHD | STOR 232037 | JAPAN | SHIMADZU (M) SDN BHD |  | 2025-06-23 |  | 2 | 2026-06-01 | 2026-12-01 | bar: JUN; DEC
35 |  | 13461 | BEMS | B | - | ACT | C | H07 | BEMS | WEIGHING SCALE | WEIGHING SCALE | BA | DIAGNOSTIC IMAGING | GF | ISH/BE/02193 |  | 3600 |  | 2026-04-23 | 0 | DIAGNOSTIC IMAGING | MARSDEN | M-125 | 22304450 | DIAGNOSTIC IMAGING |  | PRINCIP ENGINEERING | PRINCIP ENGINEERING | STOR 252226 | UK | PRINCIP ENGINEERING |  | 2026-04-23 |  | 1 | 2026-04-01 | 2026-10-01 | bar: APR
36 |  | 11218 | BEMS | B | - | ACT | C | H07 | BEMS | HAEMODIALYSIS MACHINE | HAEMODIALYSIS MACHINE | BA | DIALYSIS CENTRE | GF | LOAN UNIT | [5 empty] | DIALYSIS CENTRE | NIKKISO | DBB-28 | J1504998 | DIALYSIS CENTRE |  |  |  | STOR 235532 |  |  |  |  | UNKNOWN LOAN | 3 | 2026-06-01 | 2026-10-01 | bar: FEB; JUN; OCT
37 |  | 11585 | BEMS | B | - | ACT | C | H07 | BEMS | ENT TREATMENT UNIT | ENT TREATMENT UNIT | BB | DR ARANJIT | L01 | ISH/BE/02277 |  | 327000 |  | 2026-07-08 | 0 | DR ARANJIT | MEDSTAR | UE3000 | MSUE25071815P | DR ARANJIT |  | BIO PRO SERVICES | BIO PRO SERVICES | STOR 255173 | KOREA | BIO PRO SERVICES |  | 2026-07-08 |  | 2 | 2026-07-01 | 2027-01-01 | bar: JAN; JUL
38 |  | 18037 | BEMS | B | - | ACT | C | H07 | BEMS | PROCESSOR IMAGE | PROCESSOR IMAGE | BB | DR ARANJIT | L01 | ISH/BE/02278 |  | PWP (43,000) |  | 2026-07-08 | 0 | DR ARANJIT | MEDSTAR | EN-1039 | 401550102T | DR ARANJIT |  | BIO PRO SERVICES | BIO PRO SERVICES | STOR 255173 | KOREA | BIO PRO SERVICES |  | 2026-07-08 |  | 2 | 2026-07-01 | 2027-01-01 | bar: JAN; JUL
39 |  |  | BEMS | B | - | ACT | C | H07 | BEMS | CAMERA SYSTEM BUILT IN LED LIOGHTSOURCE | CAMERA SYSTEM BUILT IN LED LIOGHTSOURCE | BB | DR ARANJIT | L01 | ISH/BE/02279 |  | PWP (98,000) |  | 2026-07-08 | 0 | DR ARANJIT | MEDSTAR | ELICA III | LSD CI 01 | DR ARANJIT |  | BIO PRO SERVICES | BIO PRO SERVICES | STOR 255173 | KOREA | BIO PRO SERVICES |  | 2026-07-08 |  | 2 | 2026-07-01 | 2027-01-01 | bar: JAN; JUL
40 |  | 12647 | BEMS | B | - | ACT | C | H07 | BEMS | PATIENT MONITORING SYSTEM | PATIENT MONITORING SYSTEM | BA | HDU | L02 | ISH/BE/02158 |  | FOC |  | 2025-07-11 | 1 | HDU | MINDRAY | ePM 10 | AC7-52136436 | HDU |  | SCHMIDT BIOMED TECH SDN BHD | SCHMIDT BIOMED TECH SDN BHD | STOR 232822 | CHINA | SCHMIDT BIOMEDTECH SDN BHD |  | 2025-07-11 | HDW M14 | 2 | 2026-07-01 | 2027-01-01 | bar: JAN; JUL
41 |  | 13217 | BEMS | B | - | ACT | C | H07 | BEMS | SYRINGE PUMP | SYRINGE PUMP | BA | HDU | L02 | ISH/BE/02212 |  | 5000 |  | 2026-05-14 | 0 | HDU | MEDCAPTAIN | AP-30 | 6242509001449 | HDU |  | ONEHEART MEDIC SDN BHD | ONEHEART MEDIC SDN BHD | STOR 251917 | CHINA | ONEHEART MEDIC SDN BHD |  | 2026-05-14 | HDU P13 | 2 | 2026-05-01 | 2026-11-01 | bar: MAY; NOV
42 |  | 13217 | BEMS | B | - | ACT | C | H07 | BEMS | SYRINGE PUMP | SYRINGE PUMP | BA | HDU | L02 | ISH/BE/02213 |  | 5000 |  | 2026-05-14 | 0 | HDU | MEDCAPTAIN | AP-30 | 6242509000955 | HDU |  | ONEHEART MEDIC SDN BHD | ONEHEART MEDIC SDN BHD | STOR 251742 | CHINA | ONEHEART MEDIC SDN BHD |  | 2026-05-14 | HDU P14 | 2 | 2026-05-01 | 2026-11-01 | bar: MAY; NOV
43 |  | 13215 | BEMS | B | - | ACT | C | H07 | BEMS | INFUSION PUMP | INFUSION PUMP | BA | HDU | L02 | ISH/BE/02214 |  | 5000 |  | 2026-05-14 | 0 | HDU | MEDCAPTAIN | AP-60 | 6222601000806 | HDU |  | ONEHEART MEDIC SDN BHD | ONEHEART MEDIC SDN BHD | STOR 251919 | CHINA | ONEHEART MEDIC SDN BHD |  | 2026-05-14 | HDU P15 | 2 | 2026-05-01 | 2026-11-01 | bar: MAY; NOV
44 |  | 13215 | BEMS | B | - | ACT | C | H07 | BEMS | INFUSION PUMP | INFUSION PUMP | BA | HDU | L02 | ISH/BE/02226 |  | 5000 |  | 2026-06-30 | 0 | HDU | MEDCAPTAIN | AP-60 | 6222604000840 | HDU |  | ONEHEART MEDIC SDN BHD | ONEHEART MEDIC SDN BHD | STOR 251794 | CHINA | ONEHEART MEDIC SDN BHD |  | 2026-06-30 | HDU P20 | 2 | 2026-06-01 | 2026-12-01 | bar: JUN; DEC
45 |  | 13215 | BEMS | B | - | ACT | C | H07 | BEMS | INFUSION PUMP | INFUSION PUMP | BA | HDU | L02 | ISH/BE/02227 |  | 5000 |  | 2026-06-30 | 0 | HDU | MEDCAPTAIN | AP-60 | 6222604000858 | HDU |  | ONEHEART MEDIC SDN BHD | ONEHEART MEDIC SDN BHD | STOR 251794 | CHINA | ONEHEART MEDIC SDN BHD |  | 2026-06-30 | HDU P21 | 2 | 2026-06-01 | 2026-12-01 | bar: JUN; DEC
46 |  | 13217 | BEMS | B | - | ACT | C | H07 | BEMS | SYRINGE PUMP | SYRINGE PUMP | BA | HDU | L02 | ISH/BE/02256 |  | 5000 |  | 2026-06-30 | 0 | HDU | MEDCAPTAIN | AP-30 | 6242604000566 | HDU |  | ONEHEART MEDIC SDN BHD | ONEHEART MEDIC SDN BHD | STOR 251737 | CHINA | ONEHEART MEDIC SDN BHD |  | 2026-06-30 | HDU P16 | 2 | 2026-06-01 | 2026-12-01 | bar: JUN; DEC
47 |  | 13217 | BEMS | B | - | ACT | C | H07 | BEMS | SYRINGE PUMP | SYRINGE PUMP | BA | HDU | L02 | ISH/BE/02257 |  | 5000 |  | 2026-06-30 | 0 | HDU | MEDCAPTAIN | AP-30 | 6242604000592 | HDU |  | ONEHEART MEDIC SDN BHD | ONEHEART MEDIC SDN BHD | STOR 251737 | CHINA | ONEHEART MEDIC SDN BHD |  | 2026-06-30 | HDU P17 | 2 | 2026-06-01 | 2026-12-01 | bar: JUN; DEC
48 |  | 13217 | BEMS | B | - | ACT | C | H07 | BEMS | SYRINGE PUMP | SYRINGE PUMP | BA | HDU | L02 | ISH/BE/02258 |  | 5000 |  | 2026-06-30 | 0 | HDU | MEDCAPTAIN | AP-30 | 6242604000600 | HDU |  | ONEHEART MEDIC SDN BHD | ONEHEART MEDIC SDN BHD | STOR 251737 | CHINA | ONEHEART MEDIC SDN BHD |  | 2026-06-30 | HDU P18 | 2 | 2026-06-01 | 2026-12-01 | bar: JUN; DEC
49 |  | 13217 | BEMS | B | - | ACT | C | H07 | BEMS | SYRINGE PUMP | SYRINGE PUMP | BA | HDU | L02 | ISH/BE/02259 |  | 5000 |  | 2026-06-30 | 0 | HDU | MEDCAPTAIN | AP-30 | 6242604000601 | HDU |  | ONEHEART MEDIC SDN BHD | ONEHEART MEDIC SDN BHD | STOR 251737 | CHINA | ONEHEART MEDIC SDN BHD |  | 2026-06-30 | HDU P19 | 2 | 2026-06-01 | 2026-12-01 | bar: JUN; DEC
50 |  | 10347 | BEMS | B | - | ACT | C | H07 | BEMS | ELECTRICAL BEDS | ELECTRICAL BEDS | BA | ICU | L01 | ISH/BE/02114 |  | 28100 |  | 2025-01-23 | 1 | ICU | MALVESTIO | 3720B | 20119020 | ICU |  | GEMILANG ASIA TECHNOLOGY SDN BHD | GEMILANG ASIA TECHNOLOGY SDN BHD | STOR 230358 | ITALY | GEMILANG ASIA TECHNOLOGY SDN BHD |  | 2025-01-23 | ICUEB24 | 2 | 2026-07-01 | 2027-01-01 | bar: JAN; JUL
51 |  | 10347 | BEMS | B | - | ACT | C | H07 | BEMS | ELECTRICAL BEDS | ELECTRICAL BEDS | BA | ICU | L01 | ISH/BE/02115 |  | 28100 |  | 2025-01-23 | 1 | ICU | MALVESTIO | 3720B | 20119021 | ICU |  | GEMILANG ASIA TECHNOLOGY SDN BHD | GEMILANG ASIA TECHNOLOGY SDN BHD | STOR 230358 | ITALY | GEMILANG ASIA TECHNOLOGY SDN BHD |  | 2025-01-23 | ICUEB25 | 2 | 2026-07-01 | 2027-01-01 | bar: JAN; JUL
52 |  | 10347 | BEMS | B | - | ACT | C | H07 | BEMS | ELECTRICAL BEDS | ELECTRICAL BEDS | BA | ICU | L01 | ISH/BE/02116 |  | 28100 |  | 2025-01-23 | 1 | ICU | MALVESTIO | 3720B | 20119022 | ICU |  | GEMILANG ASIA TECHNOLOGY SDN BHD | GEMILANG ASIA TECHNOLOGY SDN BHD | STOR 230358 | ITALY | GEMILANG ASIA TECHNOLOGY SDN BHD |  | 2025-01-23 | ICUEB26 | 2 | 2026-07-01 | 2027-01-01 | bar: JAN; JUL
53 |  | 10347 | BEMS | B | - | ACT | C | H07 | BEMS | ELECTRICAL BEDS | ELECTRICAL BEDS | BA | ICU | L01 | ISH/BE/02117 |  | 28100 |  | 2025-01-23 | 1 | ICU | MALVESTIO | 3720B | 20119023 | ICU |  | GEMILANG ASIA TECHNOLOGY SDN BHD | GEMILANG ASIA TECHNOLOGY SDN BHD | STOR 230801 | ITALY | GEMILANG ASIA TECHNOLOGY SDN BHD |  | 2025-01-23 | ICUEB27 | 2 | 2026-07-01 | 2027-01-01 | bar: JAN; JUL
54 |  | 10347 | BEMS | B | - | ACT | C | H07 | BEMS | ELECTRICAL BEDS | ELECTRICAL BEDS | BA | ICU | L01 | ISH/BE/02118 |  | 28100 |  | 2025-01-23 | 1 | ICU | MALVESTIO | 3720B | 20119024 | ICU |  | GEMILANG ASIA TECHNOLOGY SDN BHD | GEMILANG ASIA TECHNOLOGY SDN BHD | STOR 230801 | ITALY | GEMILANG ASIA TECHNOLOGY SDN BHD |  | 2025-01-23 | ICUEB28 | 2 | 2026-07-01 | 2027-01-01 | bar: JAN; JUL
55 |  | 10347 | BEMS | B | - | ACT | C | H07 | BEMS | ELECTRICAL BEDS | ELECTRICAL BEDS | BA | ICU | L01 | ISH/BE/02119 |  | 28100 |  | 2025-01-23 | 1 | ICU | MALVESTIO | 3720B | 20118925 | ICU |  | GEMILANG ASIA TECHNOLOGY SDN BHD | GEMILANG ASIA TECHNOLOGY SDN BHD | STOR 230801 | ITALY | GEMILANG ASIA TECHNOLOGY SDN BHD |  | 2025-01-23 | ICUEB29 | 2 | 2026-07-01 | 2027-01-01 | bar: JAN; JUL
56 |  | 10347 | BEMS | B | - | ACT | C | H07 | BEMS | ELECTRICAL BEDS | ELECTRICAL BEDS | BA | ICU | L01 | ISH/BE/02120 |  | 28100 |  | 2025-01-23 | 1 | ICU | MALVESTIO | 3720B | 20118926 | ICU |  | GEMILANG ASIA TECHNOLOGY SDN BHD | GEMILANG ASIA TECHNOLOGY SDN BHD | FOC | ITALY | GEMILANG ASIA TECHNOLOGY SDN BHD |  | 2025-01-23 | ICUEB30 | 2 | 2026-07-01 | 2027-01-01 | bar: JAN; JUL
57 |  | 10347 | BEMS | B | - | ACT | C | H07 | BEMS | ELECTRICAL BEDS | ELECTRICAL BEDS | BA | ICU | L01 | ISH/BE/02121 |  | 28100 |  | 2025-01-23 | 1 | ICU | MALVESTIO | 3720B | 20118927 | ICU |  | GEMILANG ASIA TECHNOLOGY SDN BHD | GEMILANG ASIA TECHNOLOGY SDN BHD | STOR 232822 | ITALY | GEMILANG ASIA TECHNOLOGY SDN BHD |  | 2025-01-23 | ICUEB31 | 2 | 2026-07-01 | 2027-01-01 | bar: JAN; JUL
58 |  | 10969 | BEMS | B | - | ACT | C | H07 | BEMS | DVT PUMP | DVT PUMP | BA | ICU | L01 | ISH/BE/02186 |  | 8000 |  | 2026-04-10 | 0 | ICU | DAESUNG MAREF | 4000S | 20051721 | ICU |  | GEMILANG ASIA TECHNOLOGY SDN BHD | GEMILANG ASIA TECHNOLOGY SDN BHD | STOR 252338 | KOREA | GEMILANG ASIA TECHNOLOGY SDN BHD |  | 2026-04-10 | DVTP 6 | 2 | 2026-04-01 | 2026-10-01 | bar: APR; OCT
59 |  | 10969 | BEMS | B | - | ACT | C | H07 | BEMS | DVT PUMP | DVT PUMP | BA | ICU | L01 | ISH/BE/02187 |  | 8000 |  | 2026-04-10 | 0 | ICU | DAESUNG MAREF | 4000S | 20051722 | ICU |  | GEMILANG ASIA TECHNOLOGY SDN BHD | GEMILANG ASIA TECHNOLOGY SDN BHD | STOR 252338 | KOREA | GEMILANG ASIA TECHNOLOGY SDN BHD |  | 2026-04-10 | DVTP 7 | 2 | 2026-04-01 | 2026-10-01 | bar: APR; OCT
60 |  | 10969 | BEMS | B | - | ACT | C | H07 | BEMS | DVT PUMP | DVT PUMP | BA | ICU | L01 | ISH/BE/02188 |  | 8000 |  | 2026-04-10 | 0 | ICU | DAESUNG MAREF | 4000S | 20058523 | ICU |  | GEMILANG ASIA TECHNOLOGY SDN BHD | GEMILANG ASIA TECHNOLOGY SDN BHD | STOR 252338 | KOREA | GEMILANG ASIA TECHNOLOGY SDN BHD |  | 2026-04-10 | DVTP 8 | 2 | 2026-04-01 | 2026-10-01 | bar: APR; OCT
61 |  | 12068 | BEMS | B | - | ACT | C | H07 | BEMS | HYPER HYPOTHERMIA SYSTEM | HYPER HYPOTHERMIA SYSTEM | BA | ICU | L01 | ISH/BE/02194 |  | 99950 |  | 2026-04-24 | 0 | ICU | EMMED | TRUECOOL PREMIUM | 2501-00169 | ICU |  | GEMILANG ASIA TECHNOLOGY SDN BHD | GEMILANG ASIA TECHNOLOGY SDN BHD | STOR 251052 | POLAND | GEMILANG ASIA TECHNOLOGY SDN BHD |  | 2026-04-24 | HTP 3 | 2 | 2026-04-01 | 2026-10-01 | bar: APR; OCT
62 |  | 12068 | BEMS | B | - | ACT | C | H07 | BEMS | HYPER HYPOTHERMIA SYSTEM | HYPER HYPOTHERMIA SYSTEM | BA | ICU | L01 | ISH/BE/02195 |  | 99950 |  | 2026-04-24 | 0 | ICU | EMMED | TRUECOOL PREMIUM | 2501-00170 | ICU |  | GEMILANG ASIA TECHNOLOGY SDN BHD | GEMILANG ASIA TECHNOLOGY SDN BHD | STOR 251051 | POLAND | GEMILANG ASIA TECHNOLOGY SDN BHD |  | 2026-04-24 | HTP 4 | 2 | 2026-04-01 | 2026-10-01 | bar: APR; OCT
63 |  | 10414 | BEMS | B | - | ACT | C | H07 | BEMS | WARMING UNIT | WARMING SYSTEM | BA | ICU | L01 | ISH/BE/02197 |  | 7100 |  | 2026-04-30 | 0 | ICU | TAPPA | TMS-W101 | 25085190001002 | ICU |  | GEMILANG ASIA TECHNOLOGY SDN BHD | GEMILANG ASIA TECHNOLOGY SDN BHD | STOR 252228 | CHINA | GEMILANG ASIA TECHNOLOGY SDN BHD |  | 2026-04-30 | WA 2 | 2 | 2026-04-01 | 2026-10-01 | bar: APR; OCT
64 |  | 10414 | BEMS | B | - | ACT | C | H07 | BEMS | WARMING UNIT | WARMING SYSTEM | BA | ICU | L01 | ISH/BE/02198 |  | 7100 |  | 2026-04-30 | 0 | ICU | TAPPA | TMS-W101 | 25085190001003 | ICU |  | GEMILANG ASIA TECHNOLOGY SDN BHD | GEMILANG ASIA TECHNOLOGY SDN BHD | STOR 252228 | CHINA | GEMILANG ASIA TECHNOLOGY SDN BHD |  | 2026-04-30 | WA 3 | 2 | 2026-04-01 | 2026-10-01 | bar: APR; OCT
65 |  | 15709 | BEMS | B | - | ACT | C | H07 | BEMS | I-STAT | I-STAT | BA | ICU | L01 | ISH/BE/02220 |  | 68500 |  | 2026-06-04 | 0 | ICU | ABBOTT | I-STAT ALINITY | 812889 | ICU |  | TRANSMEDIC HEALTHCARE SDN BHD | TRANSMEDIC HEALTHCARE SDN BHD | STOR 250543 |  | TRANSMEDIC HEALTHCARE SDN BHD |  | 2026-06-04 | IS 4 | 2 | 2026-06-01 | 2026-12-01 | bar: JUN; DEC
66 |  | 13217 | BEMS | B | - | ACT | C | H07 | BEMS | SYRINGE PUMP | SYRINGE PUMP | BA | ICU | L01 | ISH/BE/02230 |  | 5000 |  | 2026-06-30 | 0 | ICU | MEDCAPTAIN | AP-30 | 6242604000608 | ICU |  | ONEHEART MEDIC SDN BHD | ONEHEART MEDIC SDN BHD | STOR 251735 | CHINA | ONEHEART MEDIC SDN BHD |  | 2026-06-30 | P 85 | 2 | 2026-06-01 | 2026-12-01 | bar: JUN; DEC
67 |  | 13217 | BEMS | B | - | ACT | C | H07 | BEMS | SYRINGE PUMP | SYRINGE PUMP | BA | ICU | L01 | ISH/BE/02231 |  | 5000 |  | 2026-06-30 | 0 | ICU | MEDCAPTAIN | AP-30 | 6242604000611 | ICU |  | ONEHEART MEDIC SDN BHD | ONEHEART MEDIC SDN BHD | STOR 251735 | CHINA | ONEHEART MEDIC SDN BHD |  | 2026-06-30 | P 86 | 2 | 2026-06-01 | 2026-12-01 | bar: JUN; DEC
68 |  | 13217 | BEMS | B | - | ACT | C | H07 | BEMS | SYRINGE PUMP | SYRINGE PUMP | BA | ICU | L01 | ISH/BE/02232 |  | 5000 |  | 2026-06-30 | 0 | ICU | MEDCAPTAIN | AP-30 | 6242604000613 | ICU |  | ONEHEART MEDIC SDN BHD | ONEHEART MEDIC SDN BHD | STOR 251735 | CHINA | ONEHEART MEDIC SDN BHD |  | 2026-06-30 | P 87 | 2 | 2026-06-01 | 2026-12-01 | bar: JUN; DEC
69 |  | 13217 | BEMS | B | - | ACT | C | H07 | BEMS | SYRINGE PUMP | SYRINGE PUMP | BA | ICU | L01 | ISH/BE/02233 |  | 5000 |  | 2026-06-30 | 0 | ICU | MEDCAPTAIN | AP-30 | 6242604000615 | ICU |  | ONEHEART MEDIC SDN BHD | ONEHEART MEDIC SDN BHD | STOR 251735 | CHINA | ONEHEART MEDIC SDN BHD |  | 2026-06-30 | P 88 | 2 | 2026-06-01 | 2026-12-01 | bar: JUN; DEC
70 |  | 13217 | BEMS | B | - | ACT | C | H07 | BEMS | SYRINGE PUMP | SYRINGE PUMP | BA | ICU | L01 | ISH/BE/02234 |  | 5000 |  | 2026-06-30 | 0 | ICU | MEDCAPTAIN | AP-30 | 6242604000618 | ICU |  | ONEHEART MEDIC SDN BHD | ONEHEART MEDIC SDN BHD | STOR 251735 | CHINA | ONEHEART MEDIC SDN BHD |  | 2026-06-30 | P 89 | 2 | 2026-06-01 | 2026-12-01 | bar: JUN; DEC
71 |  | 13217 | BEMS | B | - | ACT | C | H07 | BEMS | SYRINGE PUMP | SYRINGE PUMP | BA | ICU | L01 | ISH/BE/02235 |  | 5000 |  | 2026-06-30 | 0 | ICU | MEDCAPTAIN | AP-30 | 6242604000619 | ICU |  | ONEHEART MEDIC SDN BHD | ONEHEART MEDIC SDN BHD | STOR 251735 | CHINA | ONEHEART MEDIC SDN BHD |  | 2026-06-30 | P 90 | 2 | 2026-06-01 | 2026-12-01 | bar: JUN; DEC
72 |  | 13217 | BEMS | B | - | ACT | C | H07 | BEMS | SYRINGE PUMP | SYRINGE PUMP | BA | ICU | L01 | ISH/BE/02236 |  | 5000 |  | 2026-06-30 | 0 | ICU | MEDCAPTAIN | AP-30 | 6242604000621 | ICU |  | ONEHEART MEDIC SDN BHD | ONEHEART MEDIC SDN BHD | STOR 251735 | CHINA | ONEHEART MEDIC SDN BHD |  | 2026-06-30 | P 91 | 2 | 2026-06-01 | 2026-12-01 | bar: JUN; DEC
73 |  | 13217 | BEMS | B | - | ACT | C | H07 | BEMS | SYRINGE PUMP | SYRINGE PUMP | BA | ICU | L01 | ISH/BE/02237 |  | 5000 |  | 2026-06-30 | 0 | ICU | MEDCAPTAIN | AP-30 | 6242604000628 | ICU |  | ONEHEART MEDIC SDN BHD | ONEHEART MEDIC SDN BHD | STOR 251735 | CHINA | ONEHEART MEDIC SDN BHD |  | 2026-06-30 | P 92 | 2 | 2026-06-01 | 2026-12-01 | bar: JUN; DEC
74 |  | 13217 | BEMS | B | - | ACT | C | H07 | BEMS | SYRINGE PUMP | SYRINGE PUMP | BA | ICU | L01 | ISH/BE/02238 |  | 5000 |  | 2026-06-30 | 0 | ICU | MEDCAPTAIN | AP-30 | 6242604000632 | ICU |  | ONEHEART MEDIC SDN BHD | ONEHEART MEDIC SDN BHD | STOR 251735 | CHINA | ONEHEART MEDIC SDN BHD |  | 2026-06-30 | P 93 | 2 | 2026-06-01 | 2026-12-01 | bar: JUN; DEC
75 |  | 13217 | BEMS | B | - | ACT | C | H07 | BEMS | SYRINGE PUMP | SYRINGE PUMP | BA | ICU | L01 | ISH/BE/02239 |  | 5000 |  | 2026-06-30 | 0 | ICU | MEDCAPTAIN | AP-30 | 6242604000637 | ICU |  | ONEHEART MEDIC SDN BHD | ONEHEART MEDIC SDN BHD | STOR 251735 | CHINA | ONEHEART MEDIC SDN BHD |  | 2026-06-30 | P 94 | 2 | 2026-06-01 | 2026-12-01 | bar: JUN; DEC
76 |  | 13217 | BEMS | B | - | ACT | C | H07 | BEMS | SYRINGE PUMP | SYRINGE PUMP | BA | ICU | L01 | ISH/BE/02240 |  | 5000 |  | 2026-06-30 | 0 | ICU | MEDCAPTAIN | AP-30 | 6242604000644 | ICU |  | ONEHEART MEDIC SDN BHD | ONEHEART MEDIC SDN BHD | STOR 251740 | CHINA | ONEHEART MEDIC SDN BHD |  | 2026-06-30 | P 95 | 2 | 2026-06-01 | 2026-12-01 | bar: JUN; DEC
77 |  | 13217 | BEMS | B | - | ACT | C | H07 | BEMS | SYRINGE PUMP | SYRINGE PUMP | BA | ICU | L01 | ISH/BE/02241 |  | 5000 |  | 2026-06-30 | 0 | ICU | MEDCAPTAIN | AP-30 | 6242604000651 | ICU |  | ONEHEART MEDIC SDN BHD | ONEHEART MEDIC SDN BHD | STOR 251740 | CHINA | ONEHEART MEDIC SDN BHD |  | 2026-06-30 | P 96 | 2 | 2026-06-01 | 2026-12-01 | bar: JUN; DEC
78 |  | 13217 | BEMS | B | - | ACT | C | H07 | BEMS | SYRINGE PUMP | SYRINGE PUMP | BA | ICU | L01 | ISH/BE/02242 |  | 5000 |  | 2026-06-30 | 0 | ICU | MEDCAPTAIN | AP-30 | 6242604000660 | ICU |  | ONEHEART MEDIC SDN BHD | ONEHEART MEDIC SDN BHD | STOR 251740 | CHINA | ONEHEART MEDIC SDN BHD |  | 2026-06-30 | P 97 | 2 | 2026-06-01 | 2026-12-01 | bar: JUN; DEC
79 |  | 13217 | BEMS | B | - | ACT | C | H07 | BEMS | SYRINGE PUMP | SYRINGE PUMP | BA | ICU | L01 | ISH/BE/02243 |  | 5000 |  | 2026-06-30 | 0 | ICU | MEDCAPTAIN | AP-30 | 6242604000665 | ICU |  | ONEHEART MEDIC SDN BHD | ONEHEART MEDIC SDN BHD | STOR 251740 | CHINA | ONEHEART MEDIC SDN BHD |  | 2026-06-30 | P 98 | 2 | 2026-06-01 | 2026-12-01 | bar: JUN; DEC
80 |  | 13217 | BEMS | B | - | ACT | C | H07 | BEMS | SYRINGE PUMP | SYRINGE PUMP | BA | ICU | L01 | ISH/BE/02244 |  | 5000 |  | 2026-06-30 | 0 | ICU | MEDCAPTAIN | AP-30 | 6242604000666 | ICU |  | ONEHEART MEDIC SDN BHD | ONEHEART MEDIC SDN BHD | STOR 251740 | CHINA | ONEHEART MEDIC SDN BHD |  | 2026-06-30 | P 99 | 2 | 2026-06-01 | 2026-12-01 | bar: JUN; DEC
81 |  | 13215 | BEMS | B | - | ACT | C | H07 | BEMS | INFUSION PUMP | INFUSION PUMP | BA | ICU | L01 | ISH/BE/02251 |  | 5000 |  | 2026-06-30 | 0 | ICU | MEDCAPTAIN | AP-60 | 6222604000895 | ICU |  | ONEHEART MEDIC SDN BHD | ONEHEART MEDIC SDN BHD | STOR 251620 | CHINA | ONEHEART MEDIC SDN BHD |  | 2026-06-30 | P 100 | 2 | 2026-06-01 | 2026-12-01 | bar: JUN; DEC
82 |  | 13215 | BEMS | B | - | ACT | C | H07 | BEMS | INFUSION PUMP | INFUSION PUMP | BA | ICU | L01 | ISH/BE/02252 |  | 5000 |  | 2026-06-30 | 0 | ICU | MEDCAPTAIN | AP-60 | 6222604000902 | ICU |  | ONEHEART MEDIC SDN BHD | ONEHEART MEDIC SDN BHD | STOR 251620 | CHINA | ONEHEART MEDIC SDN BHD |  | 2026-06-30 | P 101 | 2 | 2026-06-01 | 2026-12-01 | bar: JUN; DEC
83 |  | 13215 | BEMS | B | - | ACT | C | H07 | BEMS | INFUSION PUMP | INFUSION PUMP | BA | ICU | L01 | ISH/BE/02253 |  | 5000 |  | 2026-06-30 | 0 | ICU | MEDCAPTAIN | AP-60 | 6222604000914 | ICU |  | ONEHEART MEDIC SDN BHD | ONEHEART MEDIC SDN BHD | STOR 251620 | CHINA | ONEHEART MEDIC SDN BHD |  | 2026-06-30 | P 102 | 2 | 2026-06-01 | 2026-12-01 | bar: JUN; DEC
84 |  | 13215 | BEMS | B | - | ACT | C | H07 | BEMS | INFUSION PUMP | INFUSION PUMP | BA | ICU | L01 | ISH/BE/02254 |  | 5000 |  | 2026-06-30 | 0 | ICU | MEDCAPTAIN | AP-60 | 6222604000919 | ICU |  | ONEHEART MEDIC SDN BHD | ONEHEART MEDIC SDN BHD | STOR 251620 | CHINA | ONEHEART MEDIC SDN BHD |  | 2026-06-30 | P 103 | 2 | 2026-06-01 | 2026-12-01 | bar: JUN; DEC
85 |  | 13215 | BEMS | B | - | ACT | C | H07 | BEMS | INFUSION PUMP | INFUSION PUMP | BA | ICU | L01 | ISH/BE/02255 |  | 5000 |  | 2026-06-30 | 0 | ICU | MEDCAPTAIN | AP-60 | 6222604000922 | ICU |  | ONEHEART MEDIC SDN BHD | ONEHEART MEDIC SDN BHD | STOR 251620 | CHINA | ONEHEART MEDIC SDN BHD |  | 2026-06-30 | P 104 | 2 | 2026-06-01 | 2026-12-01 | bar: JUN; DEC
86 |  |  | BEMS | B | - | ACT | C | H07 | BEMS | PUMP STATION | PUMP STATION | BA | ICU | L01 | ISH/BE/02262 |  | 5000 |  | 2026-06-30 | 0 | ICU | MEDCAPTAIN | AP 80 | 6232603000607 | ICU |  | ONEHEART MEDIC SDN BHD | ONEHEART MEDIC SDN BHD | STOR 251621 | CHINA | ONEHEART MEDIC SDN BHD |  | 2026-06-30 | PS 10 | 2 | 2026-06-01 | 2026-12-01 | bar: JUN; DEC
87 |  |  | BEMS | B | - | ACT | C | H07 | BEMS | PUMP STATION | PUMP STATION | BA | ICU | L01 | ISH/BE/02263 |  | 5000 |  | 2026-06-30 | 0 | ICU | MEDCAPTAIN | AP 80 | 6232603000620 | ICU |  | ONEHEART MEDIC SDN BHD | ONEHEART MEDIC SDN BHD | STOR 251621 | CHINA | ONEHEART MEDIC SDN BHD |  | 2026-06-30 | PS 11 | 2 | 2026-06-01 | 2026-12-01 | bar: JUN; DEC
88 |  |  | BEMS | B | - | ACT | C | H07 | BEMS | PUMP STATION | PUMP STATION | BA | ICU | L01 | ISH/BE/02264 |  | 5000 |  | 2026-06-30 | 0 | ICU | MEDCAPTAIN | AP 80 | 6232603000628 | ICU |  | ONEHEART MEDIC SDN BHD | ONEHEART MEDIC SDN BHD | STOR 251621 | CHINA | ONEHEART MEDIC SDN BHD |  | 2026-06-30 | PS 12 | 2 | 2026-06-01 | 2026-12-01 | bar: JUN; DEC
89 |  |  | BEMS | B | - | ACT | C | H07 | BEMS | PUMP STATION | PUMP STATION | BA | ICU | L01 | ISH/BE/02265 |  | 5000 |  | 2026-06-30 | 0 | ICU | MEDCAPTAIN | AP 80 | 6232603000641 | ICU |  | ONEHEART MEDIC SDN BHD | ONEHEART MEDIC SDN BHD | STOR 251621 | CHINA | ONEHEART MEDIC SDN BHD |  | 2026-06-30 | PS 13 | 2 | 2026-06-01 | 2026-12-01 | bar: JUN; DEC
90 |  |  | BEMS | B | - | ACT | C | H07 | BEMS | PUMP STATION | PUMP STATION | BA | ICU | L01 | ISH/BE/02266 |  | 5000 |  | 2026-06-30 | 0 | ICU | MEDCAPTAIN | AP 80 | 6232603000646 | ICU |  | ONEHEART MEDIC SDN BHD | ONEHEART MEDIC SDN BHD | STOR 251621 | CHINA | ONEHEART MEDIC SDN BHD |  | 2026-06-30 | PS 14 | 2 | 2026-06-01 | 2026-12-01 | bar: JUN; DEC
91 |  | 10134 | BEMS | B | - | ACT | C | H07 | BEMS | ANEASTHESIA UNITS | ANEASTHESIA UNITS | BA | OT | L01 | ISH/BE/02110 |  | 268000 |  | 2025-01-16 | 1 | OT | GE DATEX OHMEDA | AISYS CS2 | APWD02518 | OT |  | INSAN BAKTI SDN BHD | INSAN BAKTI SDN BHD |  | GERMANY | INSAN BAKTI SDN BHD |  | 2025-01-16 | A16 | 2 | 2026-07-01 | 2027-01-01 | bar: JAN; JUL
92 |  |  | BEMS | B | - | ACT | C | H07 | BEMS | SEVOFLURANE | SEVOFLURANE | BA | OT | L01 | ISH/BE/02111 |  | PWP |  | 2025-01-16 | 1 | OT | ABBOTT | ALADIN CASSETTE | BGBD40344 | OT |  | INSAN BAKTI SDN BHD | INSAN BAKTI SDN BHD |  | GERMANY | INSAN BAKTI SDN BHD |  | 2025-01-16 | SEVO 1 | 2 | 2026-07-01 | 2027-01-01 | bar: JAN; JUL
93 |  | 12647 | BEMS | B | - | ACT | C | H07 | BEMS | PATIENT MONITORING SYSTEM | PATIENT MONITORING SYSTEM | BA | OT | L01 | ISH/BE/02112 |  | 68000 |  | 2025-01-16 | 1 | OT | GE CARESCAPE | B 650 | STF24100730HA | OT |  | INSAN BAKTI SDN BHD | INSAN BAKTI SDN BHD | STOR 237434 | GERMANY | INSAN BAKTI SDN BHD |  | 2025-01-16 | MR 21 | 2 | 2026-07-01 | 2027-01-01 | bar: JAN; JUL
94 |  | 10447 | BEMS | B | - | ACT | C | H07 | BEMS | BLOOD WARMER | BLOOD WARMER | BA | OT | L01 | ISH/BE/02113 |  | FOC |  | 2025-01-16 | 1 | OT | KEEWEL | FT1800 | EN12002014 | OT |  | INSAN BAKTI SDN BHD | INSAN BAKTI SDN BHD | STOR 237434 | GERMANY | INSAN BAKTI SDN BHD |  | 2025-01-16 | BW 9 | 2 | 2026-07-01 | 2027-01-01 | bar: JAN; JUL
95 |  | 10414 | BEMS | B | - | ACT | C | H07 | BEMS | WARMING SYSTEM | WARMING SYSTEM | BA | OT | L01 | ISH/BE/02127 |  | 36788 |  | 2025-04-24 | 1 | OT | STIHLER | ASTOPAD DUO 310 | AG14725 | OT |  | GEMILANG ASIA TECHNOLOGY | GEMILANG ASIA TECHNOLOGY | STOR 237434 | GERMANY | GEMILANG ASIA TECHNOLOGY |  | 2025-04-24 | WT13 | 2 | 2026-04-01 | 2026-10-01 | bar: APR; OCT
96 |  | 10414 | BEMS | B | - | ACT | C | H07 | BEMS | WARMING SYSTEM | WARMING SYSTEM | BA | OT | L01 | ISH/BE/02128 |  | 36788 |  | 2025-04-24 | 1 | OT | STIHLER | ASTOPAD DUO 310 | AG14726 | OT |  | GEMILANG ASIA TECHNOLOGY | GEMILANG ASIA TECHNOLOGY | STOR 239543 | GERMANY | GEMILANG ASIA TECHNOLOGY |  | 2025-04-24 | WT14 | 2 | 2026-04-01 | 2026-10-01 | bar: APR; OCT
97 |  | 10414 | BEMS | B | - | ACT | C | H07 | BEMS | WARMING SYSTEM | WARMING SYSTEM | BA | OT | L01 | ISH/BE/02129 |  | 36788 |  | 2025-04-24 | 1 | OT | STIHLER | ASTOPAD DUO 310 | AG14727 | OT |  | GEMILANG ASIA TECHNOLOGY | GEMILANG ASIA TECHNOLOGY | STOR 239543 | GERMANY | GEMILANG ASIA TECHNOLOGY |  | 2025-04-24 | WT15 | 2 | 2026-04-01 | 2026-10-01 | bar: APR; OCT
98 |  | 10414 | BEMS | B | - | ACT | C | H07 | BEMS | WARMING SYSTEM | WARMING SYSTEM | BA | OT | L01 | ISH/BE/02130 |  | 17630 |  | 2025-06-06 | 1 | OT | STIHLER | ASTOPAD DUO 310 | AG14563 | OT |  | GEMILANG ASIA TECHNOLOGY | GEMILANG ASIA TECHNOLOGY | STOR 239543 | GERMANY | GEMILANG ASIA TECHNOLOGY |  | 2025-06-06 | WT16 | 2 | 2026-06-01 | 2026-12-01 | bar: JUN; DEC
99 |  | 10414 | BEMS | B | - | ACT | C | H07 | BEMS | WARMING SYSTEM | WARMING SYSTEM | BA | OT | L01 | ISH/BE/02131 |  | 17630 |  | 2025-06-06 | 1 | OT | STIHLER | ASTOPAD DUO 310 | AG14597 | OT |  | GEMILANG ASIA TECHNOLOGY | GEMILANG ASIA TECHNOLOGY | STOR 244908 | GERMANY | GEMILANG ASIA TECHNOLOGY |  | 2025-06-06 | WT17 | 2 | 2026-06-01 | 2026-12-01 | bar: JUN; DEC
100 |  | 10414 | BEMS | B | - | ACT | C | H07 | BEMS | WARMING SYSTEM | WARMING SYSTEM | BA | OT | L01 | ISH/BE/02132 |  | 17630 |  | 2025-06-06 | 1 | OT | STIHLER | ASTOPAD DUO 310 | AG14598 | OT |  | GEMILANG ASIA TECHNOLOGY | GEMILANG ASIA TECHNOLOGY | STOR 245601 | GERMANY | GEMILANG ASIA TECHNOLOGY |  | 2025-06-06 | WT18 | 2 | 2026-06-01 | 2026-12-01 | bar: JUN; DEC
101 |  | 13961 | BEMS | B | - | ACT | C | H07 | BEMS | OPERATING TABLE | OPERATING TABLE | BA | OT | L01 | ISH/BE/02163 |  | 18000 |  | 2025-10-16 | 1 | OT | PLANTECH | OTPB-160 | 21070724 | OT |  | NAVIRA MEDITECH SDN BHD | NAVIRA MEDITECH SDN BHD | STOR 231791 | INDIA | NAVIRA MEDITECH SDN BHD |  | 2025-10-16 | T15 | 2 | 2026-04-01 | 2026-10-01 | bar: APR; OCT
102 |  | 17001 | BEMS | B | - | ACT | C | H07 | BEMS | CAMERA HEAD | CAMERA HEAD | BA | OT | L01 | ISH/BE/02168 |  | 59815.8 |  | 2025-11-13 | 1 | OT | OLYMPUS | CH-S200-08-LB | 7502636 | OT |  | OLYMPUS (M) SDN BHD | OLYMPUS (M) SDN BHD | STOR 232822 | JAPAN | OLYMPUS (MALAYSIA) SDN BHD |  | 2025-11-13 |  | 1 | 2025-11-01 | 2026-11-01 | bar: NOV
103 |  |  | BEMS | B | - | ACT | C | H07 | BEMS | RADIO FREQUENCY PLASMA SURGICAL SYSTEM | RADIO FREQUENCY PLASMA SURGICAL SYSTEM | BA | OT | L01 | ISH/BE/02196 |  | 59800 |  | 2026-04-29 | 0 | OT | JIANGSU BONSS MEDICAL | ARS700 | A70-2601101TMJ | OT |  | EVOMEDIC SDN BHD | EVOMEDIC SDN BHD | STOR 252339 | CHINA | EVOMEDIC SDN BHD |  | 2026-04-29 | RF | 2 | 2026-04-01 | 2026-10-01 | bar: APR; OCT
104 |  | 10414 | BEMS | B | - | ACT | C | H07 | BEMS | WARMING UNIT | WARMING SYSTEM | BA | OT | L01 | ISH/BE/02199 |  | 7100 |  | 2026-04-30 | 0 | OT | TAPPA | TMS-W101 | 25085190001006 | OT |  | GEMILANG ASIA TECHNOLOGY SDN BHD | GEMILANG ASIA TECHNOLOGY SDN BHD | STOR 252232 | CHINA | GEMILANG ASIA TECHNOLOGY SDN BHD |  | 2026-04-30 | WT 19 | 2 | 2026-04-01 | 2026-10-01 | bar: APR; OCT
105 |  | 10414 | BEMS | B | - | ACT | C | H07 | BEMS | WARMING UNIT | WARMING SYSTEM | BA | OT | L01 | ISH/BE/02200 |  | 7100 |  | 2026-04-30 | 0 | OT | TAPPA | TMS-W101 | 25085190001007 | OT |  | GEMILANG ASIA TECHNOLOGY SDN BHD | GEMILANG ASIA TECHNOLOGY SDN BHD | STOR 252232 | CHINA | GEMILANG ASIA TECHNOLOGY SDN BHD |  | 2026-04-30 | WT 20 | 2 | 2026-04-01 | 2026-10-01 | bar: APR; OCT
106 |  | 10414 | BEMS | B | - | ACT | C | H07 | BEMS | WARMING UNIT | WARMING SYSTEM | BA | OT | L01 | ISH/BE/02201 |  | 7100 |  | 2026-04-30 | 0 | OT | TAPPA | TMS-W101 | 25085190001008 | OT |  | GEMILANG ASIA TECHNOLOGY SDN BHD | GEMILANG ASIA TECHNOLOGY SDN BHD | STOR 252232 | CHINA | GEMILANG ASIA TECHNOLOGY SDN BHD |  | 2026-04-30 | WT 21 | 2 | 2026-04-01 | 2026-10-01 | bar: APR; OCT
107 |  | 10414 | BEMS | B | - | ACT | C | H07 | BEMS | WARMING UNIT | WARMING SYSTEM | BA | OT | L01 | ISH/BE/02202 |  | 7100 |  | 2026-04-30 | 0 | OT | TAPPA | TMS-W101 | 25085190001010 | OT |  | GEMILANG ASIA TECHNOLOGY SDN BHD | GEMILANG ASIA TECHNOLOGY SDN BHD | STOR 252232 | CHINA | GEMILANG ASIA TECHNOLOGY SDN BHD |  | 2026-04-30 | WT 22 | 2 | 2026-04-01 | 2026-10-01 | bar: APR; OCT
108 |  | 10969 | BEMS | B | - | ACT | C | H07 | BEMS | DVT PUMP | DVT PUMP | BA | OT | L01 | ISH/BE/02204 |  | 8000 |  | 2026-05-06 | 0 | OT | SCD 700 COMPRESSION SYSTEM UK | SCD 700 | V2574667JX | OT |  | ATALIS HEALTHCARE SDN BHD | ATALIS HEALTHCARE SDN BHD | STOR 252772 | UK | ATALIS HEALTHCARE SDN BHD |  | 2026-05-06 | DVTP 9 | 1 | 2026-05-01 | 2026-11-01 | bar: MAY
109 |  | 18037 | BEMS | B | - | ACT | C | H07 | BEMS | IMAGE 1 S CONNECT II | IMAGE 1 S CONNECT II | BA | OT | L01 | ISH/BE/02205 |  | 621390 |  | 2026-05-08 | 0 | OT | KARL STORZ | TC201EN | YK929255-P | OT |  | UMMI SURGICAL SDN BHD | UMMI SURGICAL SDN BHD | 252807 | GERMANY | UMMI SURGICAL SDN BHD |  | 2026-05-08 | SC28 | 2 | 2026-05-01 | 2026-11-01 | bar: MAY; NOV
110 |  | 18037 | BEMS | B | - | ACT | C | H07 | BEMS | IMAGE 1 S 4U-LINK | IMAGE 1 S 4U-LINK | BA | OT | L01 | ISH/BE/02206 |  | PWP |  | 2026-05-08 | 0 | OT | KARL STORZ | TC304 | YK929523-P | OT |  | UMMI SURGICAL SDN BHD | UMMI SURGICAL SDN BHD | 252807 | GERMANY | UMMI SURGICAL SDN BHD |  | 2026-05-08 | SC28 | 2 | 2026-05-01 | 2026-11-01 | bar: MAY; NOV
111 |  |  | BEMS | B | - | ACT | C | H07 | BEMS | ENDOFLATOR® 50 SCB | ENDOFLATOR® 50 SCB | BA | OT | L01 | ISH/BE/02207 |  | PWP |  | 2026-05-08 | 0 | OT | KARL STORZ | UI500S1 | XK20995 | OT |  | UMMI SURGICAL SDN BHD | UMMI SURGICAL SDN BHD | 252807 | GERMANY | UMMI SURGICAL SDN BHD |  | 2026-05-08 | SC28 | 2 | 2026-05-01 | 2026-11-01 | bar: MAY; NOV
112 |  |  | BEMS | B | - | ACT | C | H07 | BEMS | COLD LIGHT FOUNTAIN POWER LED RUBINA | COLD LIGHT FOUNTAIN POWER LED RUBINA | BA | OT | L01 | ISH/BE/02208 |  | PWP |  | 2026-05-08 | 0 | OT | KARL STORZ | TL400 | XK17492 | OT |  | UMMI SURGICAL SDN BHD | UMMI SURGICAL SDN BHD | 252807 | GERMANY | UMMI SURGICAL SDN BHD |  | 2026-05-08 | SC28 | 2 | 2026-05-01 | 2026-11-01 | bar: MAY; NOV
113 |  | 16902 | BEMS | B | - | ACT | C | H07 | BEMS | AIDA SYSTEM | AIDA DOCUMENTATION | BA | OT | L01 | ISH/BE/02209 |  | PWP |  | 2026-05-08 | 0 | OT | KARL STORZ | WD360-EN | XK5002024,P5WM218661 | OT |  | UMMI SURGICAL SDN BHD | UMMI SURGICAL SDN BHD | 252807 | GERMANY | UMMI SURGICAL SDN BHD |  | 2026-05-08 | SC28 | 2 | 2026-05-01 | 2026-11-01 | bar: MAY; NOV
114 |  | 17001 | BEMS | B | - | ACT | C | H07 | BEMS | CAMERA HEAD 4K UHD | CAMERA HEAD 4K UHD | BA | OT | L01 | ISH/BE/02210 |  | PWP |  | 2026-05-08 | 0 | OT | KARL STORZ | TH121 | ZK106856-K | OT |  | UMMI SURGICAL SDN BHD | UMMI SURGICAL SDN BHD | 252807 | GERMANY | UMMI SURGICAL SDN BHD |  | 2026-05-08 | SC28 | 2 | 2026-05-01 | 2026-11-01 | bar: MAY; NOV
115 |  | 17879 | BEMS | B | - | ACT | C | H07 | BEMS | PORTABLE ULTRASOUND | PORTABLE ULTRASOUND | BA | OT | L01 | ISH/BE/02216 |  | 40000 |  | 2026-05-19 | 0 | OT | GE | GE VSCAN AIR SL | VA020011794 | OT |  | INSAN BAKTI SDN BHD | INSAN BAKTI SDN BHD | 252797 ARIBA | USA | INSAN BAKTI SDN BHD |  | 2026-05-19 | VSCAN 2 | 2 | 2026-05-01 | 2026-11-01 | bar: MAY; NOV
116 |  | 13931 | BEMS | B | - | ACT | C | H07 | BEMS | SYRINGE PUMP TCI | SYRINGE PUMP TCI | BA | OT | L01 | ISH/BE/02245 |  | 5000 |  | 2026-06-30 | 0 | OT | MEDCAPTAIN | HP-TCI | 6002604002803 | OT |  | ONEHEART MEDIC SDN BHD | ONEHEART MEDIC SDN BHD | STOR 251795 | CHINA | ONEHEART MEDIC SDN BHD |  | 2026-06-30 | TCI 7 | 2 | 2026-06-01 | 2026-12-01 | bar: JUN; DEC
117 |  | 13931 | BEMS | B | - | ACT | C | H07 | BEMS | SYRINGE PUMP TCI | SYRINGE PUMP TCI | BA | OT | L01 | ISH/BE/02246 |  | 5000 |  | 2026-06-30 | 0 | OT | MEDCAPTAIN | HP-TCI | 6002604002793 | OT |  | ONEHEART MEDIC SDN BHD | ONEHEART MEDIC SDN BHD | STOR 251795 | CHINA | ONEHEART MEDIC SDN BHD |  | 2026-06-30 | TCI 8 | 2 | 2026-06-01 | 2026-12-01 | bar: JUN; DEC
118 |  | 11758 | BEMS | B | - | ACT | C | H07 | BEMS | SURGICAL MOBILE C-ARM | SURGICAL MOBILE C-ARM | BA | OT | L01 | ISH/BE/02280 |  | 490000 |  | 2026-07-08 | 0 | OT | SHIMADZU | GENORAY OSCAR 15 | ZEN-620005-10725 | OT |  | SHIMADZU MALAYSIA SDN BHD | SHIMADZU MALAYSIA SDN BHD | 251724 (ARIBA) | JAPAN | SHIMADZU MALAYSIA SDN BHD |  | 2026-07-08 | X2-4 | 2 | 2026-07-01 | 2027-01-01 | bar: JAN; JUL
119 |  | 15786 | BEMS | B | - | ACT | C | H07 | BEMS | SEALING MACHINE | SEALING MACHINE | BA | OT CSSD | L01 | ISH/BE/02106 |  | 12000 |  | 2025-01-09 | 1 | OT CSSD | EASYSEAL MEDICAL TECHNOLOGY | EF101-CR | D124B017 | OT CSSD |  | M3DILUXE HEALTHCARE SDN BHD | M3DILUXE HEALTHCARE SDN BHD | STOR 229947 | CHINA | M3DILUXE HEALTHCARE SDN BHD |  | 2025-01-09 | SM 6 | 1 | 2026-07-01 | 2027-01-01 | bar: JAN
120 |  |  | BEMS | B | - | ACT | C | H07 | BEMS | FitMi CLINIC | FitMi CLINIC | BA | PHYSIOTHERAPY | GF | ISH/BE/02176 |  | 7600 |  | 2026-03-05 | 0 | PHYSIOTHERAPY | FLINT REHABILITATION DEVICES LLC | FMH | 2025120002 | PHYSIOTHERAPY |  | GNT MEDIXCEL SDN BHD | GNT MEDIXCEL SDN BHD | STOR 250862 | USA | GNT MEDIXCEL SDN BHD |  | 2026-03-05 | PT 74 | 1 | 2026-03-01 | 2027-03-01 | bar: MAR
121 |  |  | BEMS | B | - | ACT | C | H07 | BEMS | LusioMATE | LusioMATE | BA | PHYSIOTHERAPY | GF | ISH/BE/02177 |  | 16760 |  | 2026-03-05 | 0 | PHYSIOTHERAPY | LUSIO TECHNOLOGY PTY LTD | LUSOMATE V2 | 2183.2184 | PHYSIOTHERAPY |  | GNT MEDIXCEL SDN BHD | GNT MEDIXCEL SDN BHD | STOR 250862 | USA | GNT MEDIXCEL SDN BHD |  | 2026-03-05 | PT 75 | 1 | 2026-03-01 | 2027-03-01 | bar: MAR
122 |  | 14105 | BEMS | B | - | ACT | C | H07 | BEMS | TRACTION UNIT WITH TABLE | TRACTION UNIT WITH TABLE | BA | PHYSIOTHERAPY | GF | ISH/BE/02178 |  | 44800 |  | 2026-03-12 | 0 | PHYSIOTHERAPY | CHATTANOOGA | 4749/TTET300 | T3555 | PHYSIOTHERAPY |  | PRINCIP ENGINEERING | PRINCIP ENGINEERING | STOR 250869 | USA | PRINCIP ENGINEERING |  | 2026-03-12 | PT 76 | 1 | 2026-03-01 | 2027-03-01 | bar: MAR
123 |  |  | BEMS | B | - | ACT | C | H07 | BEMS | MOBILE HYDROCOLLATOR | MOBILE HYDROCOLLATOR | BA | PHYSIOTHERAPY | GF | ISH/BE/02179 |  | 23500 |  | 2026-03-12 | 0 | PHYSIOTHERAPY | CHATTANOOGA | M2 | T5288 | PHYSIOTHERAPY |  | PRINCIP ENGINEERING | PRINCIP ENGINEERING | STOR 250869 | USA | PRINCIP ENGINEERING |  | 2026-03-12 | PT 77 | 1 | 2026-03-01 | 2027-03-01 | bar: MAR
124 |  | 17816 | BEMS | B | - | ACT | C | H07 | BEMS | SIT TO STAND WHEELCHAIR | SIT TO STAND WHEELCHAIR | BA | PHYSIOTHERAPY | GF | ISH/BE/02203 |  | 46000 |  | 2026-04-30 | 0 | PHYSIOTHERAPY | DRACO | DRACO 18"(SW-MR2-18) | MR2-2410 JI 0008 | PHYSIOTHERAPY |  | PRINCIP ENGINEERING | PRINCIP ENGINEERING | STOR 252225 | TAIWAN | PRINCIP ENGINEERING |  | 2026-04-30 | PT 78 | 2 | 2026-04-01 | 2027-04-01 | bar: APR
125 |  |  | BEMS | B | - | ACT | C | H07 | BEMS | 3 IN 1 STEPPER | 3 IN 1 STEPPER | BA | PHYSIOTHERAPY | GF | ISH/BE/02211 |  | 12000 |  | 2026-05-14 | 0 | PHYSIOTHERAPY | SOLE | SOL-SC200 | 13121405-10 | PHYSIOTHERAPY |  | PRINCIP ENGINEERING | PRINCIP ENGINEERING | STOR 252225 | TAIWAN | PRINCIP ENGINEERING |  | 2026-05-14 | PT 79 | 1 | 2026-05-01 | 2027-05-01 | bar: MAY
126 |  |  | BEMS | B | - | ACT | C | H07 | BEMS | ELECTRICAL COUCH | ELECTRICAL COUCH | BA | PHYSIOTHERAPY | GF | ISH/BE/02269 |  | 6800 |  | 2026-07-06 | 0 | PHYSIOTHERAPY | SILVERFOX | 2211-301 | SX 6036842 | PHYSIOTHERAPY |  | PRINCIP ENGINEERING | PRINCIP ENGINEERING | STOR 250868 | CHINA | PRINCIP ENGINEERING |  | 2026-07-06 | PT 80 | 1 | 2026-07-01 | 2027-07-01 | bar: JUL
127 |  |  | BEMS | B | - | ACT | C | H07 | BEMS | ELECTRICAL COUCH | ELECTRICAL COUCH | BA | PHYSIOTHERAPY | GF | ISH/BE/02270 |  | 6800 |  | 2026-07-06 | 0 | PHYSIOTHERAPY | SILVERFOX | 2211-301 | SX 6036841 | PHYSIOTHERAPY |  | PRINCIP ENGINEERING | PRINCIP ENGINEERING | STOR 250868 | CHINA | PRINCIP ENGINEERING |  | 2026-07-06 | PT 81 | 1 | 2026-07-01 | 2027-07-01 | bar: JUL
128 |  |  | BEMS | B | - | ACT | C | H07 | BEMS | ELECTRICAL COUCH | ELECTRICAL COUCH | BA | PHYSIOTHERAPY | GF | ISH/BE/02271 |  | 6800 |  | 2026-07-06 | 0 | PHYSIOTHERAPY | SILVERFOX | 2211-301 | SX 6036840 | PHYSIOTHERAPY |  | PRINCIP ENGINEERING | PRINCIP ENGINEERING | STOR 250868 | CHINA | PRINCIP ENGINEERING |  | 2026-07-06 | PT 82 | 1 | 2026-07-01 | 2027-07-01 | bar: JUL
129 |  |  | BEMS | B | - | ACT | C | H07 | BEMS | ELECTRICAL COUCH | ELECTRICAL COUCH | BA | PHYSIOTHERAPY | GF | ISH/BE/02272 |  | 6800 |  | 2026-07-06 | 0 | PHYSIOTHERAPY | SILVERFOX | 2211-301 | SX 6036850 | PHYSIOTHERAPY |  | PRINCIP ENGINEERING | PRINCIP ENGINEERING | STOR 250868 | CHINA | PRINCIP ENGINEERING |  | 2026-07-06 | PT 83 | 1 | 2026-07-01 | 2027-07-01 | bar: JUL
130 |  |  | BEMS | B | - | ACT | C | H07 | BEMS | ELECTRICAL COUCH | ELECTRICAL COUCH | BA | PHYSIOTHERAPY | GF | ISH/BE/02273 |  | 6800 |  | 2026-07-06 | 0 | PHYSIOTHERAPY | SILVERFOX | 2211-301 | SX 3069123 | PHYSIOTHERAPY |  | PRINCIP ENGINEERING | PRINCIP ENGINEERING | STOR 250868 | CHINA | PRINCIP ENGINEERING |  | 2026-07-06 | PT 84 | 1 | 2026-07-01 | 2027-07-01 | bar: JUL
131 |  |  | BEMS | B | - | ACT | C | H07 | BEMS | ELECTRICAL COUCH | ELECTRICAL COUCH | BA | PHYSIOTHERAPY | GF | ISH/BE/02274 |  | 6800 |  | 2026-07-06 | 0 | PHYSIOTHERAPY | SILVERFOX | 2211-301 | SX 3069126 | PHYSIOTHERAPY |  | PRINCIP ENGINEERING | PRINCIP ENGINEERING | STOR 250868 | CHINA | PRINCIP ENGINEERING |  | 2026-07-06 | PT 85 | 1 | 2026-07-01 | 2027-07-01 | bar: JUL
132 |  |  | BEMS | B | - | ACT | C | H07 | BEMS | ELECTRICAL COUCH | ELECTRICAL COUCH | BA | PHYSIOTHERAPY | GF | ISH/BE/02275 |  | 6800 |  | 2026-07-06 | 0 | PHYSIOTHERAPY | SILVERFOX | 2211-301 | SX 6036857 | PHYSIOTHERAPY |  | PRINCIP ENGINEERING | PRINCIP ENGINEERING | STOR 250868 | CHINA | PRINCIP ENGINEERING |  | 2026-07-06 | PT 86 | 1 | 2026-07-01 | 2027-07-01 | bar: JUL
133 |  | 14141 | BEMS | B | - | ACT | C | H07 | BEMS | TREADMILL | TREADMILL | BA | PHYSIOTHERAPY | GF | ISH/BE/02276 |  | 19000 |  | 2026-07-07 | 0 | PHYSIOTHERAPY | SOLE | SOLE F63 |  | PHYSIOTHERAPY |  | PRINCIP ENGINEERING | PRINCIP ENGINEERING | STOR 252225 | CHINA | PRINCIP ENGINEERING |  | 2026-07-07 | PT 87 | 1 | 2026-07-01 | 2027-07-01 | bar: JUL
134 |  | 13461 | BEMS | B | - | ACT | C | H07 | BEMS | WEIGHING SCALES | WEIGHING SCALES | BB | PREMIER WARD | L05 | ISH/BE/02192 |  | 7000 |  | 2026-04-22 | 0 | PREMIER WARD | SECA | SECA 952 | 10000001750822 | PREMIER WARD |  | HARMONI JAYA | HARMONI JAYA | STOR 252222 (FA) | GERMANY | PRINCIP ENGINEERING |  | 2026-04-22 | PW 47 | 1 | 2026-04-01 | 2027-04-01 | bar: APR
135 |  | 13215 | BEMS | B | - | ACT | C | H07 | BEMS | INFUSION PUMP | INFUSION PUMP | BB | PREMIER WARD | L05 | ISH/BE/02228 |  | 5000 |  | 2026-06-30 | 0 | PREMIER WARD | MEDCAPTAIN | AP-60 | 6222604000866 | PREMIER WARD |  | ONEHEART MEDIC SDN BHD | ONEHEART MEDIC SDN BHD | STOR 251796 | CHINA | ONEHEART MEDIC SDN BHD |  | 2026-06-30 | PW 48 | 2 | 2026-06-01 | 2026-12-01 | bar: JUN; DEC
136 |  | 13215 | BEMS | B | - | ACT | C | H07 | BEMS | INFUSION PUMP | INFUSION PUMP | BB | PREMIER WARD | L05 | ISH/BE/02229 |  | 5000 |  | 2026-06-30 | 0 | PREMIER WARD | MEDCAPTAIN | AP-60 | 6222604000882 | PREMIER WARD |  | ONEHEART MEDIC SDN BHD | ONEHEART MEDIC SDN BHD | STOR 251796 | CHINA | ONEHEART MEDIC SDN BHD |  | 2026-06-30 | PW 49 | 2 | 2026-06-01 | 2026-12-01 | bar: JUN; DEC
137 |  | 13360 | BEMS | B | - | ACT | C | H07 | BEMS | RESUSCITAITORS | RESUSCITAITORS | BA | WARD 1 | L01 | ISH/BE/02125 |  | 63600 |  | 2025-03-11 | 1 | WARD 1 | FANEM | AMPLA COLOR 2085 | JAV019333 | WARD 1 |  | GEMILANG AASIA TECHNOLOGY SDN BHD | GEMILANG AASIA TECHNOLOGY SDN BHD | STOR 242881 | BRAZIL | GEMILANG ASIA TECHNOLOGY SDN BHD |  | 2025-03-11 | R5 | 2 | 2026-03-01 | 2026-09-01 | bar: MAR; SEP
138 |  | 13250 | BEMS | B | - | ACT | C | H07 | BEMS | RADIANT WARMER | RADIANT WARMER | BA | WARD 1 | L01 | ISH/BE/02133 |  | 15000 |  | 2025-06-12 | 1 | WARD 1 | PHOENIX MEDICAL SYSTEM (P) LTD | NWS 101 | 32551 | WARD 1 |  | AL GLOBAL CORPORATION (M) SDN BHD | AL GLOBAL CORPORATION (M) SDN BHD | STOR 246577 (FA) | CHINA | AL GLOBAL CORPORATION (M) SDN BHD |  | 2025-06-12 | W 2 | 2 | 2026-06-01 | 2026-12-01 | bar: JUN; DEC
139 |  | 13462 | BEMS | B | - | ACT | C | H07 | BEMS | WEIGHING SCALES, BABY | WEIGHING SCALES, BABY | BA | WARD 1 | L01 | ISH/BE/02159 |  | 4700 |  | 2025-08-19 | 1 | WARD 1 | MARSDEN | M-400-80D | 22405288 | WARD 1 |  | PRINCIP ENGINEERING | PRINCIP ENGINEERING | STOR 242881 | UNITED KINGDOM | PRINCIP ENGINEERING |  | 2025-08-19 | SW7 | 1 | 2025-08-01 | 2026-08-01 | bar: AUG
140 |  | 12113 | BEMS | B | - | ACT | C | H07 | BEMS | INCUBATORS | INCUBATORS | BA | WARD 1 | L01 | ISH/BE/01767 |  | 45000 |  | 2023-03-13 | 3 | WARD 1 | DRAGER | ISOLETTE 8000 PLUS | DSSA-0113 | WARD 1 |  | DREAGER MALAYSIA SDN BHD | DREAGER MALAYSIA SDN BHD | STOR 207184 | GERMANY | DREAGER MALAYSIA SDN BHD |  | 2023-03-13 | I 11 | 2 | 2026-03-01 | 2026-09-01 | bar: MAR; SEP
141 |  | 13250 | BEMS | B | - | ACT | C | H07 | BEMS | RADIANT WARMER | RADIANT WARMER | BA | WARD 1 | L01 | ISH/BE/02180 |  | 13000 |  | 2026-03-13 | 0 | WARD 1 | PHOENIX MEDICAL SYSTEM (P) LTD | NWS 101 | 35388 | WARD 1 |  | REMEDIC SERVICES & SUPPLIES SDN BHD | REMEDIC SERVICES & SUPPLIES SDN BHD | STOR 250459 | CHINA | REMEDIC SERVICES & SUPPLIES SDN BHD |  | 2026-03-13 | W 3 | 2 | 2026-03-01 | 2026-09-01 | bar: MAR; SEP
142 |  | 11692 | BEMS | B | - | ACT | C | H07 | BEMS | FETAL DOPPLER | FETAL DOPPLER | BA | WARD 1 | L01 | ISH/BE/02181 |  | 5000 |  | 2026-03-27 | 0 | WARD 1 | EDAN | SONOTRAX BASIC A | 560042-M26204680006 | WARD 1 |  | HARMONI JAYA | HARMONI JAYA | STOR 250360 (FA) | USA | HARMONI JAYA |  | 2026-03-27 | D13 | 1 | 2026-03-01 | 2027-03-01 | bar: MAR
143 |  | 11692 | BEMS | B | - | ACT | C | H07 | BEMS | FETAL DOPPLER | FETAL DOPPLER | BA | WARD 1 | L01 | ISH/BE/02182 |  | PWP |  | 2026-03-27 | 0 | WARD 1 | EDAN | SONOTRAX BASIC A | 560042-M26204680007 | WARD 1 |  | HARMONI JAYA | HARMONI JAYA | STOR 250360 (FA) | USA | HARMONI JAYA |  | 2026-03-27 | D14 | 1 | 2026-03-01 | 2027-03-01 | bar: MAR
144 |  | 11692 | BEMS | B | - | ACT | C | H07 | BEMS | FETAL DOPPLER | FETAL DOPPLER | BA | WARD 1 | L01 | ISH/BE/02183 |  | PWP |  | 2026-03-27 | 0 | WARD 1 | EDAN | SONOTRAX BASIC A | 560042-M26204680008 | WARD 1 |  | HARMONI JAYA | HARMONI JAYA | STOR 250360 (FA) | USA | HARMONI JAYA |  | 2026-03-27 | D15 | 1 | 2026-03-01 | 2027-03-01 | bar: MAR
145 |  |  | BEMS | B | - | ACT | C | H07 | BEMS | CARDIOTOCOGRAPH | CARDIOTOCOGRAPH | BA | WARD 1 | L01 | ISH/BE/02190 |  | 18180 |  | 2026-04-16 | 0 | WARD 1 | EDAN | F15 | 461025-M25712400001 | WARD 1 |  | SAINS MEDIKA SDN BHD | SAINS MEDIKA SDN BHD | 251271 (ARIBA) | CHINA | SAINS MEDIKA SDN BHD |  | 2026-04-16 | CTG11 | 1 | 2026-04-01 | 2027-04-01 | bar: APR
146 |  |  | BEMS | B | - | ACT | C | H07 | BEMS | CARDIOTOCOGRAPH | CARDIOTOCOGRAPH | BA | WARD 1 | L01 | ISH/BE/02191 |  | 18180 |  | 2026-04-16 | 0 | WARD 1 | EDAN | F15 | 461025-M25712400002 | WARD 1 |  | SAINS MEDIKA SDN BHD | SAINS MEDIKA SDN BHD | 251271 (ARIBA) | CHINA | SAINS MEDIKA SDN BHD |  | 2026-04-16 | CTG12 | 1 | 2026-04-01 | 2027-04-01 | bar: APR
147 |  | 12276 | BEMS | B | - | ACT | C | H07 | BEMS | EXAMINATION LIGHT | EXAMINATION LIGHT | BA | WARD 1 | L01 | ISH/BE/02217 |  | 2120 |  | 2026-05-25 | 0 | WARD 1 | EASY WELL | KS-Q6 | 20200820085 | WARD 1 |  | HARMONI JAYA | HARMONI JAYA | STOR 254610 | CHINA | HARMONI JAYA |  | 2026-05-25 | HL 4 | 1 | 2026-05-01 | 2027-05-01 | bar: MAY
148 |  | 13037 | BEMS | B | - | ACT | C | H07 | BEMS | PHOTOTHERAPY UNIT | PHOTOTHERAPY UNIT | BA | WARD 1 | L01 | ISH/BE/02223 |  | 6680 |  | 2026-06-26 | 0 | WARD 1 | PHOENIX MEDICAL SYSTEM (P) LTD | BRILLIANCE PRO | 19065 | WARD 1 |  | REMEDIC SERVICES & SUPPLIES SDN BHD | REMEDIC SERVICES & SUPPLIES SDN BHD | STOR 252385 | INDIA | REMEDIC SERVICES & SUPPLIES SDN BHD |  | 2026-06-26 | 36 | 2 | 2026-06-01 | 2026-12-01 | bar: JUN; DEC
149 |  | 13037 | BEMS | B | - | ACT | C | H07 | BEMS | PHOTOTHERAPY UNIT | PHOTOTHERAPY UNIT | BA | WARD 1 | L01 | ISH/BE/02224 |  | 6680 |  | 2026-06-26 | 0 | WARD 1 | PHOENIX MEDICAL SYSTEM (P) LTD | BRILLIANCE PRO | 19063 | WARD 1 |  | REMEDIC SERVICES & SUPPLIES SDN BHD | REMEDIC SERVICES & SUPPLIES SDN BHD | STOR 252385 | INDIA | REMEDIC SERVICES & SUPPLIES SDN BHD |  | 2026-06-26 | 37 | 2 | 2026-06-01 | 2026-12-01 | bar: JUN; DEC
150 |  | 13037 | BEMS | B | - | ACT | C | H07 | BEMS | PHOTOTHERAPY UNIT | PHOTOTHERAPY UNIT | BA | WARD 1 | L01 | ISH/BE/02225 |  | 6680 |  | 2026-06-26 | 0 | WARD 1 | PHOENIX MEDICAL SYSTEM (P) LTD | BRILLIANCE PRO | 19064 | WARD 1 |  | REMEDIC SERVICES & SUPPLIES SDN BHD | REMEDIC SERVICES & SUPPLIES SDN BHD | STOR 252385 | INDIA | REMEDIC SERVICES & SUPPLIES SDN BHD |  | 2026-06-26 | 38 | 2 | 2026-06-01 | 2026-12-01 | bar: JUN; DEC
151 |  | 13215 | BEMS | B | - | ACT | C | H07 | BEMS | INFUSION PUMP | INFUSION PUMP | BA | WARD 1 | L01 | ISH/BE/02247 |  | 5000 |  | 2026-06-30 | 0 | WARD 1 | MEDCAPTAIN | AP-60 | 6222604000943 | WARD 1 |  | ONEHEART MEDIC SDN BHD | ONEHEART MEDIC SDN BHD | STOR 251622 | CHINA | ONEHEART MEDIC SDN BHD |  | 2026-06-30 | MCP 1 | 2 | 2026-06-01 | 2026-12-01 | bar: JUN; DEC
152 |  | 13215 | BEMS | B | - | ACT | C | H07 | BEMS | INFUSION PUMP | INFUSION PUMP | BA | WARD 1 | L01 | ISH/BE/02248 |  | 5000 |  | 2026-06-30 | 0 | WARD 1 | MEDCAPTAIN | AP-60 | 6222604000946 | WARD 1 |  | ONEHEART MEDIC SDN BHD | ONEHEART MEDIC SDN BHD | STOR 251622 | CHINA | ONEHEART MEDIC SDN BHD |  | 2026-06-30 | MCP 2 | 2 | 2026-06-01 | 2026-12-01 | bar: JUN; DEC
153 |  | 13215 | BEMS | B | - | ACT | C | H07 | BEMS | INFUSION PUMP | INFUSION PUMP | BA | WARD 1 | L01 | ISH/BE/02249 |  | 5000 |  | 2026-06-30 | 0 | WARD 1 | MEDCAPTAIN | AP-60 | 6222604000962 | WARD 1 |  | ONEHEART MEDIC SDN BHD | ONEHEART MEDIC SDN BHD | STOR 251622 | CHINA | ONEHEART MEDIC SDN BHD |  | 2026-06-30 | MCP 3 | 2 | 2026-06-01 | 2026-12-01 | bar: JUN; DEC
154 |  | 13215 | BEMS | B | - | ACT | C | H07 | BEMS | INFUSION PUMP | INFUSION PUMP | BA | WARD 1 | L01 | ISH/BE/02250 |  | 5000 |  | 2026-06-30 | 0 | WARD 1 | MEDCAPTAIN | AP-60 | 6222604000964 | WARD 1 |  | ONEHEART MEDIC SDN BHD | ONEHEART MEDIC SDN BHD | STOR 251622 | CHINA | ONEHEART MEDIC SDN BHD |  | 2026-06-30 | MCP 4 | 2 | 2026-06-01 | 2026-12-01 | bar: JUN; DEC
155 |  | 12276 | BEMS | B | - | ACT | C | H07 | BEMS | EXAMINATION LIGHT | EXAMINATION LIGHT | BA | WARD 3 | L02 | ISH/BE/02218 |  | 2120 |  | 2026-05-25 | 0 | WARD 3 | EASY WELL | KS-Q6 | 20200820087 | WARD 3 |  | HARMONI JAYA | HARMONI JAYA | STOR 254610 | CHINA | HARMONI JAYA |  | 2026-05-25 | WD3/68 | 1 | 2026-05-01 | 2027-05-01 | bar: MAY
156 |  | 17226 | BEMS | B | - | ACT | C | H07 | BEMS | ICING SYSTEM | ICING SYSTEM | BA | WARD 5 | L02 | ISH/BE/02184 |  | 29800 |  | 2026-03-30 | 0 | WARD 5 | SIGMAX | CE4000 | IMY250104 | WARD 5 |  | MALAYSIAN DIAGNOSTICS CORPORATION SDN BHD | MALAYSIAN DIAGNOSTICS CORPORATION SDN BHD | STOR 250646 (FA) | JAPAN | MALAYSIAN DIAGNOSTICS CORPORATION SDN BHD |  | 2026-03-30 | WD5/62 | 1 | 2026-03-01 | 2027-03-01 | bar: MAR
157 |  | 12276 | BEMS | B | - | ACT | C | H07 | BEMS | EXAMINATION LIGHT | EXAMINATION LIGHT | BA | WARD 5 | L02 | ISH/BE/02219 |  | 2120 |  | 2026-05-25 | 0 | WARD 5 | EASY WELL | KS-Q6 | 20200820092 | WARD 5 |  | HARMONI JAYA | HARMONI JAYA | STOR 254610 | CHINA | HARMONI JAYA |  | 2026-05-25 | WD5/63 | 1 | 2026-05-01 | 2027-05-01 | bar: MAY
158 |  | 13217 | BEMS | B | - | ACT | C | H07 | BEMS | SYRINGE PUMP | SYRINGE PUMP | BA | WARD 6 | L03 | ISH/BE/02260 |  | 5000 |  | 2026-06-30 | 0 | WARD 6 | MEDCAPTAIN | AP-30 | 6242604000603 | WARD 6 |  | ONEHEART MEDIC SDN BHD | ONEHEART MEDIC SDN BHD | STOR 251737 | CHINA | ONEHEART MEDIC SDN BHD |  | 2026-06-30 | WD6/34 | 2 | 2026-06-01 | 2026-12-01 | bar: JUN; DEC
159 |  | 13461 | BEMS | B | - | ACT | C | H07 | BEMS | WEIGHING SCALE | WEIGHING SCALE | BB | WARD 7A | L03 | ISH/BE/02167 |  | 5500 |  | 2025-11-12 | 1 | WARD 7A | SECA | SECA 952 | 10000001282063 | WARD 7A |  | HARMONI JAYA | HARMONI JAYA | STOR 246577 (FA) | GERMANY | HARMONI JAYA |  | 2025-11-12 | WD7A/53 | 1 | 2026-05-01 | 2026-11-01 | bar: MAY; NOV
160 |  | 13461 | BEMS | B | - | ACT | C | H07 | BEMS | WEIGHING SCALE | WEIGHING SCALE | BB | WARD 7A | L04 | ISH/BE/02168 |  | 5501 |  | 2025-11-13 | 1 | WARD 7A | SECA | SECA 953 | 10000001282063 | WARD 7A |  | HARMONI JAYA | HARMONI JAYA | STOR 246577 (FA) | GERMANY | HARMONI JAYA |  | 2025-11-13 | WD7A/54 | 2 | 2026-05-01 | 2026-11-01 | bar: MAY; NOV
161 |  | 13217 | BEMS | B | - | ACT | C | H07 | BEMS | SYRINGE PUMP | SYRINGE PUMP | BB | WARD 7A | L03 | ISH/BE/02261 |  | 5000 |  | 2026-06-30 | 0 | WARD 7A | MEDCAPTAIN | AP-30 | 6242604000604 | WARD 7A |  | ONEHEART MEDIC SDN BHD | ONEHEART MEDIC SDN BHD | STOR 251737 | CHINA | ONEHEART MEDIC SDN BHD |  | 2026-06-30 | WD7A/54 | 2 | 2026-06-01 | 2026-12-01 | bar: JUN; DEC
162 |  | 11407 | BEMS | B | - | ACT | C | H07 | BEMS | ELECTROCARDIOGRAPH | ELECTROCARDIOGRAPH | BB | WARD 7B | L03 | ISH/BE/02222 |  | 22000 |  | 2026-06-12 | 0 | WARD 7B | ADVANCED INSTRUMENTATIONS,INC | ECG 12C | 360721-M26420910005 | WARD 7B |  | SUN MEDICAL SYSTEM SDN BHD | SUN MEDICAL SYSTEM SDN BHD | STOR 250870 | USA | SUN MEDICAL SYSTEM SDN. BHD |  | 2026-06-12 | WD7B/71 | 2 | 2026-06-01 | 2026-12-01 | bar: JUN; DEC
163 |  | 12340 | BEMS | B | - | ACT | C | H08 | BEMS | LIGHT SOURCE | LIGHT SOURCE | BA | CAOT | L01 | ISH/BE/02281 |  | 31500 |  | 2026-07-14 | 0 | CAOT | SUNOPTIC | LED 4500 | 26051304 | CAOT |  | HUMEDICAL (M) SDN BHD | HUMEDICAL (M) SDN BHD | STOR 253751 | USA | HUMEDICAL (M) SDN BHD |  | 2026-07-14 | CAOT | 1 | 2026-07-01 | 2027-07-01 | bar: JUL

## Migrate1
No. | Asset No | Group Code/UMDNS | Service | Trade | System Code | Status | Critical Factor | Hospital | Work Group | Short Description | Long Description | Block/Building | Asset Location | Floor/Level | Permanent ID | Asset Owner | Asset Cost | Warranty End Date | Purchase Date | Expected Life (Year) | User Area/Dept | Manufacturer/Brand | Model Number | Serial No | Department Description | With Schedule Maintenance | Supplier | Supplier Name | PO/LOA Number | Manufacturer Country | Sevice Vendor | Warranty Start Date | T&C Date | code no | FREQ | LAST PPM DATE | NEXT PPM DATE | JAN | FEB | MAR | APR | MAY | JUN | JUL | AUG | SEP | OCT | NOV | DEC
1 |  | 12647 | BEMS | B | - | ACT | C | H07 | BEMS | PATIENT MONITORING SYSTEM | PATIENT MONITORING SYSTEM | BA | A&E | GF | ISH/BE/02267 | HOSPITAL | 54000 |  | 2026-07-03 | 0 | A&E | NIHON KOHDEN | LIFESCOPE G7 CSM-1702K | 10560 | A&E | 1 | STAR MEDICAL SYSTEM (M) SDN BHD | STAR MEDICAL SYSTEM (M) SDN BHD | STOR 251626 | JAPAN | STAR MEDICAL SYSTEM (M) SDN BHD |  | 2026-07-03 | AEPM 9 | 2 | 2026-07-01 | 2027-01-01 | bar: JAN; JUL
2 |  | 12647 | BEMS | B | - | ACT | C | H07 | BEMS | PATIENT MONITORING SYSTEM | PATIENT MONITORING SYSTEM | BA | A&E | GF | ISH/BE/02268 | HOSPITAL | 54000 |  | 2026-07-03 | 0 | A&E | NIHON KOHDEN | LIFESCOPE G7 CSM-1702K | 10561 | A&E | 1 | STAR MEDICAL SYSTEM (M) SDN BHD | STAR MEDICAL SYSTEM (M) SDN BHD | STOR 251626 | JAPAN | STAR MEDICAL SYSTEM (M) SDN BHD |  | 2026-07-03 | AEPM 10 | 2 | 2026-07-01 | 2027-01-01 | bar: JAN; JUL
3 |  |  | BEMS | B | - | ACT | C | H07 | BEMS | HYPER HYPOTHERMIA SYSTEM | HYPER HYPOTHERMIA SYSTEM | BA | CAOT | L01 | ISH/BE/02122 | HOSPITAL | 111477.74 |  | 2025-02-04 | 1 | CAOT | EMMED | TRUECOOL PREMIUM | 2401-00132 | CAOT | 1 | GEMILANG ASIA TECHNOLOGY SDN BHD | GEMILANG ASIA TECHNOLOGY SDN BHD | STOR 232822 | POLAND | GEMILANG ASIA TECHNOLOGY SDN BHD |  | 2025-02-04 | HPT2 | 2 | 2026-02-01 | 2026-08-01 | bar: FEB; AUG
4 |  | 13217 | BEMS | B | - | ACT | C | H07 | BEMS | SYRINGE PUMP | SYRINGE PUMP | BA | CAOT | L01 | ISH/BE/02123 | HOSPITAL | 4000 |  | 2025-02-26 | 1 | CAOT | MEDCAPTAIN | HP 30 | 6002411000237 | CAOT | 1 | ONEHEART MEDIC SDN BHD | ONEHEART MEDIC SDN BHD | STOR 231798 | CHINA | ONEHEART MEDIC SDN BHD |  | 2025-02-26 | CSP9 | 2 | 2026-02-01 | 2026-08-01 | bar: FEB; AUG
5 |  | 13217 | BEMS | B | - | ACT | C | H07 | BEMS | SYRINGE PUMP | SYRINGE PUMP | BA | CAOT | L01 | ISH/BE/02124 | HOSPITAL | 4000 |  | 2025-02-26 | 1 | CAOT | MEDCAPTAIN | HP 30 | 6002411000247 | CAOT | 1 | ONEHEART MEDIC SDN BHD | ONEHEART MEDIC SDN BHD | STOR 231797 | CHINA | ONEHEART MEDIC SDN BHD |  | 2025-02-26 | CSP10 | 2 | 2026-02-01 | 2026-08-01 | bar: FEB; AUG
6 |  | 13217 | BEMS | B | - | ACT | C | H07 | BEMS | SYRINGE PUMP | SYRINGE PUMP | BA | CICU | L01 | ISH/BE/02107 | HOSPITAL | 4000 |  | 2025-01-09 | 1 | CICU | MEDCAPTAIN | HP 30 | 6002408000291 | CICU | 1 | ONEHEART MEDIC SDN BHD | ONEHEART MEDIC SDN BHD | STOR 232822 | CHINA | ONEHEART MEDIC SDN BHD |  | 2025-01-09 | CP 22 | 2 | 2026-07-01 | 2027-01-01 | bar: JAN; JUL
7 |  | 13217 | BEMS | B | - | ACT | C | H07 | BEMS | SYRINGE PUMP | SYRINGE PUMP | BA | CICU | L01 | ISH/BE/02108 | HOSPITAL | 4000 |  | 2025-01-09 | 1 | CICU | MEDCAPTAIN | HP 30 | 6002408000290 | CICU | 1 | ONEHEART MEDIC SDN BHD | ONEHEART MEDIC SDN BHD | STOR 234611 | CHINA | ONEHEART MEDIC SDN BHD |  | 2025-01-09 | CP 23 | 2 | 2026-07-01 | 2027-01-01 | bar: JAN; JUL
8 |  | 13217 | BEMS | B | - | ACT | C | H07 | BEMS | SYRINGE PUMP | SYRINGE PUMP | BA | CICU | L01 | ISH/BE/02109 | HOSPITAL | 4000 |  | 2025-01-09 | 1 | CICU | MEDCAPTAIN | HP 30 | 6002408000284 | CICU | 1 | ONEHEART MEDIC SDN BHD | ONEHEART MEDIC SDN BHD | STOR 229947 | CHINA | ONEHEART MEDIC SDN BHD |  | 2025-01-09 | CP 24 | 2 | 2026-07-01 | 2027-01-01 | bar: JAN; JUL
9 |  |  | BEMS | B | - | ACT | C | H07 | BEMS | I-STAT | I-STAT | BA | CICU | L01 | ISH/BE/02221 | HOSPITAL | 68500 |  | 2026-06-04 | 0 | CICU | ABBOTT | I-STAT ALINITY | 812888 | CICU | 1 | TRANSMEDIC HEALTHCARE SDN BHD | TRANSMEDIC HEALTHCARE SDN BHD | STOR 250539 |  | TRANSMEDIC HEALTHCARE SDN BHD |  | 2026-06-04 | IS 5 | 2 | 2026-06-01 | 2026-12-01 | bar: JUN; DEC
10 |  | 17144 | BEMS | B | - | ACT | C | H07 | BEMS | CYSTOSCOPE | CYSTOSCOPE | BB | DIAGNOSTIC CENTRE | L01 | ISH/BE/02103 | HOSPITAL | 66205.1 |  | 2024-12-18 | 2 | DIAGNOSTIC CENTRE | OLYMPUS | CYF-VH | 7449526 | DIAGNOSTIC CENTRE | 1 | OLYMPUS (M) SDN BHD | OLYMPUS (M) SDN BHD | STOR 234780 | JAPAN | OLYMPUS (M) SDN BHD |  | 2024-12-18 | DCYS 2 | 1 | 2025-12-01 | 2026-12-01 | bar: DEC
11 |  | 18034 | BEMS | B | - | ACT | C | H07 | BEMS | VIDEO PROCESSOR | VIDEO PROCESSOR | BB | DIAGNOSTIC CENTRE | L01 | ISH/BE/02104 | HOSPITAL | 53793.13 |  | 2024-12-18 | 2 | DIAGNOSTIC CENTRE | OLYMPUS | OTV-S200 | 7457611 | DIAGNOSTIC CENTRE | 1 | OLYMPUS (M) SDN BHD | OLYMPUS (M) SDN BHD | STOR 230802 | JAPAN | OLYMPUS (M) SDN BHD |  | 2024-12-18 | DCVR 4 | 1 | 2025-11-01 | 2026-11-01 | bar: NOV
12 |  |  | BEMS | B | - | ACT | C | H07 | BEMS | FIBROSCAN | FIBROSCAN | BB | DIAGNOSTIC CENTRE | L01 | ISH/BE/02105 | HOSPITAL | 358000 |  | 2024-12-31 | 2 | DIAGNOSTIC CENTRE | ECHOSENS | F430 | F96651 | DIAGNOSTIC CENTRE | 1 | UNITED ITALIAN TRADING (M) SDN BHD | UNITED ITALIAN TRADING (M) SDN BHD | STOR 241706 | USA | UNITED ITALIAN TRADING (M) SDN BHD |  | 2024-12-31 | FS | 1 | 2025-12-01 | 2026-12-01 | bar: DEC
13 |  | 17723 | BEMS | B | - | ACT | C | H07 | BEMS | STRESS TEST SYSTEM | STRESS TEST SYSTEM | BB | DIAGNOSTIC CENTRE | L01 | ISH/BE/02126 | HOSPITAL | 122000 |  | 2025-03-14 | 1 | DIAGNOSTIC CENTRE | NORAV MEDICAL | NORAV | D12851 | DIAGNOSTIC CENTRE | 1 | SUN MEDICAL SYSTEMS SDN. BHD | SUN MEDICAL SYSTEMS SDN. BHD | STOR 241707 | CHINA | SUN MEDICAL SYSTEM SDN. BHD |  | 2025-03-14 | DCST 14 | 2 | 2026-03-01 | 2026-09-01 | bar: MAR; SEP
14 |  |  | BEMS | B | - | ACT | C | H07 | BEMS | ENDOSCOPE WARSHER | ENDOSCOPE WARSHER | BB | DIAGNOSTIC CENTRE | L01 | ISH/BE/02136 | HOSPITAL | 200000 |  | 2025-07-25 | 1 | DIAGNOSTIC CENTRE | NOUVA S.B. SYSTEM SRL | GANDY 90 | 000054 | DIAGNOSTIC CENTRE | 1 | DIVAS MEDICAL SDN BHD | DIVAS MEDICAL SDN BHD | STOR 242666 (FA) | ITALY | DIVAS MEDICAL SDN BHD |  | 2025-07-25 | DCWS2 | 2 | 2026-07-01 | 2027-01-01 | bar: JAN; JUL
15 |  | 15205 | BEMS | B | - | ACT | C | H07 | BEMS | SCOPE CABINET | SCOPE CABINET | BB | DIAGNOSTIC CENTRE | L01 | ISH/BE/02137 | HOSPITAL | 124000 |  | 2025-07-25 | 1 | DIAGNOSTIC CENTRE | NOUVA S.B. SYSTEM SRL | GANDY ESC 9.H | 000030 | DIAGNOSTIC CENTRE | 1 | DIVAS MEDICAL SDN BHD | DIVAS MEDICAL SDN BHD | STOR 242666 (FA) | ITALY | DIVAS MEDICAL SDN BHD |  | 2025-07-25 | DCSC1 | 1 | 2026-07-01 | 2027-07-01 | bar: JUL
18 |  | 17204 | BEMS | B | - | ACT | C | H07 | BEMS | SCANNING SYSTEMS, ULTRASONIC | SCANNING SYSTEMS, ULTRASONIC | BB | DIAGNOSTIC CENTRE | L01 | ISH/BE/02162 | HOSPITAL | 650000 |  | 2025-10-07 | 1 | DIAGNOSTIC CENTRE | GE | VIVID E95 | AU89131 | DIAGNOSTIC CENTRE | 1 | I-MEDIC IMAGING SDN BHD | I-MEDIC IMAGING SDN BHD | STOR 245593 (FA) | GERMANY | I-MEDIC IMAGING SDN BHD |  | 2025-10-07 | DCUS8 | 2 | 2026-04-01 | 2026-10-01 | bar: APR; OCT
19 |  | 17723 | BEMS | B | - | ACT | C | H07 | BEMS | STRESS TEST SYSTEM | STRESS TEST SYSTEM | BB | DIAGNOSTIC CENTRE | L01 | ISH/BE/02164 | HOSPITAL | 122000 |  | 2025-10-17 | 1 | DIAGNOSTIC CENTRE | NORAV MEDICAL | NORAV | 379A24 | DIAGNOSTIC CENTRE | 1 | SUN MEDICAL SYSTEMS SDN. BHD | SUN MEDICAL SYSTEMS SDN. BHD | 242696 (FA)- ARIBA | CHINA | SUN MEDICAL SYSTEM SDN. BHD |  | 2025-10-17 | DCST 15 | 2 | 2026-04-01 | 2026-10-01 | bar: APR; OCT
20 |  | 17723 | BEMS | B | - | ACT | C | H07 | BEMS | AUTOMATED BLOOD PRESSURE MONITOR FOR STRESS TEST | AUTOMATED BLOOD PRESSURE MONITOR FOR STRESS TEST | BB | DIAGNOSTIC CENTRE | L01 | ISH/BE/02164 | HOSPITAL | 11700 |  | 2025-11-10 | 1 | DIAGNOSTIC CENTRE | SUNTECH MEDICAL | TANGO M2 | M00129994 | DIAGNOSTIC CENTRE | 1 | SUN MEDICAL SYSTEMS SDN. BHD | SUN MEDICAL SYSTEMS SDN. BHD | STOR 241707 (FA) | CHINA | SUN MEDICAL SYSTEM SDN. BHD |  | 2025-11-10 | DCST 15 | 2 | 2026-05-01 | 2026-11-01 | bar: MAY; NOV
21 |  | 17723 | BEMS | B | - | ACT | C | H07 | BEMS | STRESS TEST SYSTEM | STRESS TEST SYSTEM | BB | DIAGNOSTIC CENTRE | L01 | ISH/BE/02165 | HOSPITAL | 122000 |  | 2025-10-17 | 1 | DIAGNOSTIC CENTRE | NORAV MEDICAL | NORAV | 378A24 | DIAGNOSTIC CENTRE | 1 | SUN MEDICAL SYSTEMS SDN. BHD | SUN MEDICAL SYSTEMS SDN. BHD | STOR 243404 (FA) | CHINA | SUN MEDICAL SYSTEM SDN. BHD |  | 2025-10-17 | DCST 16 | 2 | 2026-04-01 | 2026-10-01 | bar: APR; OCT
22 |  | 15205 | BEMS | B | - | ACT | C | H07 | BEMS | SCOPE CABINET | SCOPE CABINET | BB | DIAGNOSTIC CENTRE | L01 | ISH/BE/02166 | HOSPITAL | 124000 |  | 2025-11-06 | 1 | DIAGNOSTIC CENTRE | NOUVA S.B. SYSTEM SRL | GANDY ESC 9.H | 000039 | DIAGNOSTIC CENTRE | 1 | DIVAS MEDICAL SDN BHD | DIVAS MEDICAL SDN BHD | STOR 227722 | ITALY | DIVAS MEDICAL SDN BHD |  | 2025-11-06 | DCSC2 | 2 | 2026-05-01 | 2026-11-01 | bar: MAY; NOV
23 |  | 11359 | BEMS | B | - | ACT | C | H07 | BEMS | DUODENOSCOPE | DUODENOSCOPE | BB | DIAGNOSTIC CENTRE | L01 | ISH/BE/02169 | HOSPITAL | 149987.42 |  | 2025-11-20 | 1 | DIAGNOSTIC CENTRE | OLYMPUS | TJF-Q190V | 2532680 | DIAGNOSTIC CENTRE | 1 | OLYMPUS (M) SDN BHD | OLYMPUS (M) SDN BHD | STOR 227941 | JAPAN | OLYMPUS (M) SDN BHD |  | 2025-11-20 | DCDS 4 | 1 | 2025-11-01 | 2026-11-01 | bar: NOV
24 |  |  | BEMS | B | - | ACT | C | H07 | BEMS | ENDOSCOPE PROCESSOR & LIGHT SOURCE 6000 SYSTEM | ENDOSCOPE PROCESSOR & LIGHT SOURCE 6000 SYSTEM | BB | DIAGNOSTIC CENTRE | L01 | ISH/BE/02170 | HOSPITAL | 437500 |  | 2025-12-04 | 0 | DIAGNOSTIC CENTRE | FUJIFILM | EP-6000 | 2V696K728 | DIAGNOSTIC CENTRE | 1 | WELLMEDIC HEALTHCARE SDN BHD | WELLMEDIC HEALTHCARE SDN BHD | 246732(FA)-ARIBA | JAPAN | WELLMEDIC HEALTHCARE SDN BHD |  | 2025-12-04 | FES 1 | 2 | 2026-06-01 | 2026-12-01 | bar: JUN; DEC
25 |  |  | BEMS | B | - | ACT | C | H07 | BEMS | ENDOLINQ IRRIGATION PUMP | ENDOLINQ IRRIGATION PUMP | BB | DIAGNOSTIC CENTRE | L02 | ISH/BE/02171 | HOSPITAL | PWP |  | 2025-12-04 | 0 | DIAGNOSTIC CENTRE | FUJIFILM | JSFP-P1 | FP012509001021 | DIAGNOSTIC CENTRE | 1 | WELLMEDIC HEALTHCARE SDN BHD | WELLMEDIC HEALTHCARE SDN BHD | 246732(FA)-ARIBA | JAPAN | WELLMEDIC HEALTHCARE SDN BHD |  | 2025-12-04 | FES 1 | 2 | 2026-06-01 | 2026-12-01 | bar: JUN; DEC
26 |  | 15966 | BEMS | B | - | ACT | C | H07 | BEMS | LCD MONITOR | LCD MONITOR | BB | DIAGNOSTIC CENTRE | L03 | ISH/BE/02172 | HOSPITAL | PWP |  | 2025-12-04 | 0 | DIAGNOSTIC CENTRE | BEACON | S3221P | B0494 | DIAGNOSTIC CENTRE | 1 | WELLMEDIC HEALTHCARE SDN BHD | WELLMEDIC HEALTHCARE SDN BHD | 246732(FA)-ARIBA | JAPAN | WELLMEDIC HEALTHCARE SDN BHD |  | 2025-12-04 | FES 1 | 2 | 2026-06-01 | 2026-12-01 | bar: JUN; DEC
27 |  | 15966 | BEMS | B | - | ACT | C | H07 | BEMS | LCD MONITOR | LCD MONITOR | BB | DIAGNOSTIC CENTRE | L04 | ISH/BE/02173 | HOSPITAL | 29385 |  | 2025-12-04 | 0 | DIAGNOSTIC CENTRE | BEACON | S3221P | B0351 | DIAGNOSTIC CENTRE | 1 | WELLMEDIC HEALTHCARE SDN BHD | WELLMEDIC HEALTHCARE SDN BHD | STOR 247121 (FA) | JAPAN | WELLMEDIC HEALTHCARE SDN BHD |  | 2025-12-04 | FES 1 | 2 | 2026-06-01 | 2026-12-01 | bar: JUN; DEC
28 |  | 17663 | BEMS | B | - | ACT | C | H07 | BEMS | GASTROSCOPE | GASTROSCOPE | BB | DIAGNOSTIC CENTRE | L05 | ISH/BE/02174 | HOSPITAL | PWP |  | 2025-12-04 | 0 | DIAGNOSTIC CENTRE | FUJIFILM | EG-760R | RG402K005 | DIAGNOSTIC CENTRE | 1 | WELLMEDIC HEALTHCARE SDN BHD | WELLMEDIC HEALTHCARE SDN BHD | 246732(FA)-ARIBA | JAPAN | WELLMEDIC HEALTHCARE SDN BHD |  | 2025-12-04 | DCGF 1 | 2 | 2026-06-01 | 2026-12-01 | bar: JUN; DEC
29 |  | 17665 | BEMS | B | - | ACT | C | H07 | BEMS | COLONOSCOPE | COLONOSCOPE | BB | DIAGNOSTIC CENTRE | L06 | ISH/BE/02175 | HOSPITAL | PWP |  | 2025-12-04 | 0 | DIAGNOSTIC CENTRE | FUJIFILM | EC-760R-V/L | LC29K596 | DIAGNOSTIC CENTRE | 1 | WELLMEDIC HEALTHCARE SDN BHD | WELLMEDIC HEALTHCARE SDN BHD | 246732(FA)-ARIBA | JAPAN | WELLMEDIC HEALTHCARE SDN BHD |  | 2025-12-04 | DCCF 1 | 2 | 2026-06-01 | 2026-12-01 | bar: JUN; DEC
30 |  |  | BEMS | B | - | ACT | C | H07 | BEMS | REPORTING SYSTEM | REPORTING SYSTEM | BB | DIAGNOSTIC CENTRE | L07 | ISH/BE/02185 | HOSPITAL | 118500 |  | 2026-04-01 | 0 | DIAGNOSTIC CENTRE | MIDS | MIDS | H-4CE606BCJX-M | DIAGNOSTIC CENTRE | 1 | WELLMEDIC HEALTHCARE SDN BHD | WELLMEDIC HEALTHCARE SDN BHD | 251272 | JAPAN | WELLMEDIC HEALTHCARE SDN BHD |  | 2026-04-01 | RS3 | 2 | 2026-04-01 | 2026-10-01 | bar: APR; OCT
32 |  | 17204 | BEMS | B | - | ACT | C | H07 | BEMS | SCANNING SYSTEMS, ULTRASONIC | SCANNING SYSTEMS, ULTRASONIC | BB | DIAGNOSTIC CENTRE | L09 | ISH/BE/02215 | HOSPITAL | 650000 |  | 2026-05-14 | 0 | DIAGNOSTIC CENTRE | GE | VIVID E95 | AU90119 | DIAGNOSTIC CENTRE | 1 | I MEDIC IMAGING SDN BHD | I MEDIC IMAGING SDN BHD | 252799 (ARIBA) | GERMAN | I MEDIC IMAGING SDN BHD |  | 2026-05-14 | DCUS 9 | 2 | 2026-05-01 | 2026-11-01 | bar: MAY; NOV
33 |  | 17833 | BEMS | B | - | ACT | C | H07 | BEMS | MAMMOGRAPHY SYSTEM | MAMMOGRAPHY SYSTEM | BA | DIAGNOSTIC IMAGING | GF | ISH/BE/02134 | HOSPITAL | 1780000 |  | 2025-06-19 | 1 | DIAGNOSTIC IMAGING | HOLOGIC | SELENIA DIMENSIONS 3D | 131501765 | DIAGNOSTIC IMAGING | 1 | INTEGRATED MEDICALSYSTEM SDN BHD | INTEGRATED MEDICALSYSTEM SDN BHD | STOR 227722 |  | INTEGRATED MEDICAL SYSTEM SDN BHD |  | 2025-06-19 |  | 2 | 2026-06-01 | 2026-12-01 | bar: JUN; DEC
34 |  |  | BEMS | B | - | ACT | C | H07 | BEMS | GENERAL X-RAY | GENERAL X-RAY | BA | DIAGNOSTIC IMAGING | GF | ISH/BE/02135 | HOSPITAL | 730000 |  | 2025-06-23 | 1 | DIAGNOSTIC IMAGING | SHIMADZU | RADSPEED PRO | MQ927DFE5008 | DIAGNOSTIC IMAGING | 1 | SHIMADZU (M) SDN BHD | SHIMADZU (M) SDN BHD | STOR 232037 | JAPAN | SHIMADZU (M) SDN BHD |  | 2025-06-23 |  | 2 | 2026-06-01 | 2026-12-01 | bar: JUN; DEC
35 |  | 13461 | BEMS | B | - | ACT | C | H07 | BEMS | WEIGHING SCALE | WEIGHING SCALE | BA | DIAGNOSTIC IMAGING | GF | ISH/BE/02193 | HOSPITAL | 3600 |  | 2026-04-23 | 0 | DIAGNOSTIC IMAGING | MARSDEN | M-125 | 22304450 | DIAGNOSTIC IMAGING | 1 | PRINCIP ENGINEERING | PRINCIP ENGINEERING | STOR 252226 | UK | PRINCIP ENGINEERING |  | 2026-04-23 |  | 1 | 2026-04-01 | 2026-10-01 | bar: APR
36 |  | 11218 | BEMS | B | - | ACT | C | H07 | BEMS | HAEMODIALYSIS MACHINE | HAEMODIALYSIS MACHINE | BA | DIALYSIS CENTRE | GF | LOAN UNIT | HOSPITAL |  |  |  |  | DIALYSIS CENTRE | NIKKISO | DBB-28 | J1504998 | DIALYSIS CENTRE | 1 |  |  | STOR 235532 |  |  |  |  | UNKNOWN LOAN | 3 | 2026-06-01 | 2026-10-01 | bar: FEB; JUN; OCT
37 |  | 11585 | BEMS | B | - | ACT | C | H07 | BEMS | ENT TREATMENT UNIT | ENT TREATMENT UNIT | BB | DR ARANJIT | L01 | ISH/BE/02277 | HOSPITAL | 327000 |  | 2026-07-08 | 0 | DR ARANJIT | MEDSTAR | UE3000 | MSUE25071815P | DR ARANJIT | 1 | BIO PRO SERVICES | BIO PRO SERVICES | STOR 255173 | KOREA | BIO PRO SERVICES |  | 2026-07-08 |  | 2 | 2026-07-01 | 2027-01-01 | bar: JAN; JUL
38 |  | 18037 | BEMS | B | - | ACT | C | H07 | BEMS | PROCESSOR IMAGE | PROCESSOR IMAGE | BB | DR ARANJIT | L01 | ISH/BE/02278 | HOSPITAL | PWP (43,000) |  | 2026-07-08 | 0 | DR ARANJIT | MEDSTAR | EN-1039 | 401550102T | DR ARANJIT | 1 | BIO PRO SERVICES | BIO PRO SERVICES | STOR 255173 | KOREA | BIO PRO SERVICES |  | 2026-07-08 |  | 2 | 2026-07-01 | 2027-01-01 | bar: JAN; JUL
39 |  |  | BEMS | B | - | ACT | C | H07 | BEMS | CAMERA SYSTEM BUILT IN LED LIOGHTSOURCE | CAMERA SYSTEM BUILT IN LED LIOGHTSOURCE | BB | DR ARANJIT | L01 | ISH/BE/02279 | HOSPITAL | PWP (98,000) |  | 2026-07-08 | 0 | DR ARANJIT | MEDSTAR | ELICA III | LSD CI 01 | DR ARANJIT | 1 | BIO PRO SERVICES | BIO PRO SERVICES | STOR 255173 | KOREA | BIO PRO SERVICES |  | 2026-07-08 |  | 2 | 2026-07-01 | 2027-01-01 | bar: JAN; JUL
40 |  | 12647 | BEMS | B | - | ACT | C | H07 | BEMS | PATIENT MONITORING SYSTEM | PATIENT MONITORING SYSTEM | BA | HDU | L02 | ISH/BE/02158 | HOSPITAL | FOC |  | 2025-07-11 | 1 | HDU | MINDRAY | ePM 10 | AC7-52136436 | HDU | 1 | SCHMIDT BIOMED TECH SDN BHD | SCHMIDT BIOMED TECH SDN BHD | STOR 232822 | CHINA | SCHMIDT BIOMEDTECH SDN BHD |  | 2025-07-11 | HDW M14 | 2 | 2026-07-01 | 2027-01-01 | bar: JAN; JUL
41 |  | 13217 | BEMS | B | - | ACT | C | H07 | BEMS | SYRINGE PUMP | SYRINGE PUMP | BA | HDU | L02 | ISH/BE/02212 | HOSPITAL | 5000 |  | 2026-05-14 | 0 | HDU | MEDCAPTAIN | AP-30 | 6242509001449 | HDU | 1 | ONEHEART MEDIC SDN BHD | ONEHEART MEDIC SDN BHD | STOR 251917 | CHINA | ONEHEART MEDIC SDN BHD |  | 2026-05-14 | HDU P13 | 2 | 2026-05-01 | 2026-11-01 | bar: MAY; NOV
42 |  | 13217 | BEMS | B | - | ACT | C | H07 | BEMS | SYRINGE PUMP | SYRINGE PUMP | BA | HDU | L02 | ISH/BE/02213 | HOSPITAL | 5000 |  | 2026-05-14 | 0 | HDU | MEDCAPTAIN | AP-30 | 6242509000955 | HDU | 1 | ONEHEART MEDIC SDN BHD | ONEHEART MEDIC SDN BHD | STOR 251742 | CHINA | ONEHEART MEDIC SDN BHD |  | 2026-05-14 | HDU P14 | 2 | 2026-05-01 | 2026-11-01 | bar: MAY; NOV
43 |  | 13215 | BEMS | B | - | ACT | C | H07 | BEMS | INFUSION PUMP | INFUSION PUMP | BA | HDU | L02 | ISH/BE/02214 | HOSPITAL | 5000 |  | 2026-05-14 | 0 | HDU | MEDCAPTAIN | AP-60 | 6222601000806 | HDU | 1 | ONEHEART MEDIC SDN BHD | ONEHEART MEDIC SDN BHD | STOR 251919 | CHINA | ONEHEART MEDIC SDN BHD |  | 2026-05-14 | HDU P15 | 2 | 2026-05-01 | 2026-11-01 | bar: MAY; NOV
44 |  | 13215 | BEMS | B | - | ACT | C | H07 | BEMS | INFUSION PUMP | INFUSION PUMP | BA | HDU | L02 | ISH/BE/02226 | HOSPITAL | 5000 |  | 2026-06-30 | 0 | HDU | MEDCAPTAIN | AP-60 | 6222604000840 | HDU | 1 | ONEHEART MEDIC SDN BHD | ONEHEART MEDIC SDN BHD | STOR 251794 | CHINA | ONEHEART MEDIC SDN BHD |  | 2026-06-30 | HDU P20 | 2 | 2026-06-01 | 2026-12-01 | bar: JUN; DEC
45 |  | 13215 | BEMS | B | - | ACT | C | H07 | BEMS | INFUSION PUMP | INFUSION PUMP | BA | HDU | L02 | ISH/BE/02227 | HOSPITAL | 5000 |  | 2026-06-30 | 0 | HDU | MEDCAPTAIN | AP-60 | 6222604000858 | HDU | 1 | ONEHEART MEDIC SDN BHD | ONEHEART MEDIC SDN BHD | STOR 251794 | CHINA | ONEHEART MEDIC SDN BHD |  | 2026-06-30 | HDU P21 | 2 | 2026-06-01 | 2026-12-01 | bar: JUN; DEC
46 |  | 13217 | BEMS | B | - | ACT | C | H07 | BEMS | SYRINGE PUMP | SYRINGE PUMP | BA | HDU | L02 | ISH/BE/02256 | HOSPITAL | 5000 |  | 2026-06-30 | 0 | HDU | MEDCAPTAIN | AP-30 | 6242604000566 | HDU | 1 | ONEHEART MEDIC SDN BHD | ONEHEART MEDIC SDN BHD | STOR 251737 | CHINA | ONEHEART MEDIC SDN BHD |  | 2026-06-30 | HDU P16 | 2 | 2026-06-01 | 2026-12-01 | bar: JUN; DEC
47 |  | 13217 | BEMS | B | - | ACT | C | H07 | BEMS | SYRINGE PUMP | SYRINGE PUMP | BA | HDU | L02 | ISH/BE/02257 | HOSPITAL | 5000 |  | 2026-06-30 | 0 | HDU | MEDCAPTAIN | AP-30 | 6242604000592 | HDU | 1 | ONEHEART MEDIC SDN BHD | ONEHEART MEDIC SDN BHD | STOR 251737 | CHINA | ONEHEART MEDIC SDN BHD |  | 2026-06-30 | HDU P17 | 2 | 2026-06-01 | 2026-12-01 | bar: JUN; DEC
48 |  | 13217 | BEMS | B | - | ACT | C | H07 | BEMS | SYRINGE PUMP | SYRINGE PUMP | BA | HDU | L02 | ISH/BE/02258 | HOSPITAL | 5000 |  | 2026-06-30 | 0 | HDU | MEDCAPTAIN | AP-30 | 6242604000600 | HDU | 1 | ONEHEART MEDIC SDN BHD | ONEHEART MEDIC SDN BHD | STOR 251737 | CHINA | ONEHEART MEDIC SDN BHD |  | 2026-06-30 | HDU P18 | 2 | 2026-06-01 | 2026-12-01 | bar: JUN; DEC
49 |  | 13217 | BEMS | B | - | ACT | C | H07 | BEMS | SYRINGE PUMP | SYRINGE PUMP | BA | HDU | L02 | ISH/BE/02259 | HOSPITAL | 5000 |  | 2026-06-30 | 0 | HDU | MEDCAPTAIN | AP-30 | 6242604000601 | HDU | 1 | ONEHEART MEDIC SDN BHD | ONEHEART MEDIC SDN BHD | STOR 251737 | CHINA | ONEHEART MEDIC SDN BHD |  | 2026-06-30 | HDU P19 | 2 | 2026-06-01 | 2026-12-01 | bar: JUN; DEC
50 |  | 10347 | BEMS | B | - | ACT | C | H07 | BEMS | ELECTRICAL BEDS | ELECTRICAL BEDS | BA | ICU | L01 | ISH/BE/02114 | HOSPITAL | 28100 |  | 2025-01-23 | 1 | ICU | MALVESTIO | 3720B | 20119020 | ICU | 1 | GEMILANG ASIA TECHNOLOGY SDN BHD | GEMILANG ASIA TECHNOLOGY SDN BHD | STOR 230358 | ITALY | GEMILANG ASIA TECHNOLOGY SDN BHD |  | 2025-01-23 | ICUEB24 | 2 | 2026-07-01 | 2027-01-01 | bar: JAN; JUL
51 |  | 10347 | BEMS | B | - | ACT | C | H07 | BEMS | ELECTRICAL BEDS | ELECTRICAL BEDS | BA | ICU | L01 | ISH/BE/02115 | HOSPITAL | 28100 |  | 2025-01-23 | 1 | ICU | MALVESTIO | 3720B | 20119021 | ICU | 1 | GEMILANG ASIA TECHNOLOGY SDN BHD | GEMILANG ASIA TECHNOLOGY SDN BHD | STOR 230358 | ITALY | GEMILANG ASIA TECHNOLOGY SDN BHD |  | 2025-01-23 | ICUEB25 | 2 | 2026-07-01 | 2027-01-01 | bar: JAN; JUL
52 |  | 10347 | BEMS | B | - | ACT | C | H07 | BEMS | ELECTRICAL BEDS | ELECTRICAL BEDS | BA | ICU | L01 | ISH/BE/02116 | HOSPITAL | 28100 |  | 2025-01-23 | 1 | ICU | MALVESTIO | 3720B | 20119022 | ICU | 1 | GEMILANG ASIA TECHNOLOGY SDN BHD | GEMILANG ASIA TECHNOLOGY SDN BHD | STOR 230358 | ITALY | GEMILANG ASIA TECHNOLOGY SDN BHD |  | 2025-01-23 | ICUEB26 | 2 | 2026-07-01 | 2027-01-01 | bar: JAN; JUL
53 |  | 10347 | BEMS | B | - | ACT | C | H07 | BEMS | ELECTRICAL BEDS | ELECTRICAL BEDS | BA | ICU | L01 | ISH/BE/02117 | HOSPITAL | 28100 |  | 2025-01-23 | 1 | ICU | MALVESTIO | 3720B | 20119023 | ICU | 1 | GEMILANG ASIA TECHNOLOGY SDN BHD | GEMILANG ASIA TECHNOLOGY SDN BHD | STOR 230801 | ITALY | GEMILANG ASIA TECHNOLOGY SDN BHD |  | 2025-01-23 | ICUEB27 | 2 | 2026-07-01 | 2027-01-01 | bar: JAN; JUL
54 |  | 10347 | BEMS | B | - | ACT | C | H07 | BEMS | ELECTRICAL BEDS | ELECTRICAL BEDS | BA | ICU | L01 | ISH/BE/02118 | HOSPITAL | 28100 |  | 2025-01-23 | 1 | ICU | MALVESTIO | 3720B | 20119024 | ICU | 1 | GEMILANG ASIA TECHNOLOGY SDN BHD | GEMILANG ASIA TECHNOLOGY SDN BHD | STOR 230801 | ITALY | GEMILANG ASIA TECHNOLOGY SDN BHD |  | 2025-01-23 | ICUEB28 | 2 | 2026-07-01 | 2027-01-01 | bar: JAN; JUL
55 |  | 10347 | BEMS | B | - | ACT | C | H07 | BEMS | ELECTRICAL BEDS | ELECTRICAL BEDS | BA | ICU | L01 | ISH/BE/02119 | HOSPITAL | 28100 |  | 2025-01-23 | 1 | ICU | MALVESTIO | 3720B | 20118925 | ICU | 1 | GEMILANG ASIA TECHNOLOGY SDN BHD | GEMILANG ASIA TECHNOLOGY SDN BHD | STOR 230801 | ITALY | GEMILANG ASIA TECHNOLOGY SDN BHD |  | 2025-01-23 | ICUEB29 | 2 | 2026-07-01 | 2027-01-01 | bar: JAN; JUL
56 |  | 10347 | BEMS | B | - | ACT | C | H07 | BEMS | ELECTRICAL BEDS | ELECTRICAL BEDS | BA | ICU | L01 | ISH/BE/02120 | HOSPITAL | 28100 |  | 2025-01-23 | 1 | ICU | MALVESTIO | 3720B | 20118926 | ICU | 1 | GEMILANG ASIA TECHNOLOGY SDN BHD | GEMILANG ASIA TECHNOLOGY SDN BHD | FOC | ITALY | GEMILANG ASIA TECHNOLOGY SDN BHD |  | 2025-01-23 | ICUEB30 | 2 | 2026-07-01 | 2027-01-01 | bar: JAN; JUL
57 |  | 10347 | BEMS | B | - | ACT | C | H07 | BEMS | ELECTRICAL BEDS | ELECTRICAL BEDS | BA | ICU | L01 | ISH/BE/02121 | HOSPITAL | 28100 |  | 2025-01-23 | 1 | ICU | MALVESTIO | 3720B | 20118927 | ICU | 1 | GEMILANG ASIA TECHNOLOGY SDN BHD | GEMILANG ASIA TECHNOLOGY SDN BHD | STOR 232822 | ITALY | GEMILANG ASIA TECHNOLOGY SDN BHD |  | 2025-01-23 | ICUEB31 | 2 | 2026-07-01 | 2027-01-01 | bar: JAN; JUL
58 |  | 10969 | BEMS | B | - | ACT | C | H07 | BEMS | DVT PUMP | DVT PUMP | BA | ICU | L01 | ISH/BE/02186 | HOSPITAL | 8000 |  | 2026-04-10 | 0 | ICU | DAESUNG MAREF | 4000S | 20051721 | ICU | 1 | GEMILANG ASIA TECHNOLOGY SDN BHD | GEMILANG ASIA TECHNOLOGY SDN BHD | STOR 252338 | KOREA | GEMILANG ASIA TECHNOLOGY SDN BHD |  | 2026-04-10 | DVTP 6 | 2 | 2026-04-01 | 2026-10-01 | bar: APR; OCT
59 |  | 10969 | BEMS | B | - | ACT | C | H07 | BEMS | DVT PUMP | DVT PUMP | BA | ICU | L01 | ISH/BE/02187 | HOSPITAL | 8000 |  | 2026-04-10 | 0 | ICU | DAESUNG MAREF | 4000S | 20051722 | ICU | 1 | GEMILANG ASIA TECHNOLOGY SDN BHD | GEMILANG ASIA TECHNOLOGY SDN BHD | STOR 252338 | KOREA | GEMILANG ASIA TECHNOLOGY SDN BHD |  | 2026-04-10 | DVTP 7 | 2 | 2026-04-01 | 2026-10-01 | bar: APR; OCT
60 |  | 10969 | BEMS | B | - | ACT | C | H07 | BEMS | DVT PUMP | DVT PUMP | BA | ICU | L01 | ISH/BE/02188 | HOSPITAL | 8000 |  | 2026-04-10 | 0 | ICU | DAESUNG MAREF | 4000S | 20058523 | ICU | 1 | GEMILANG ASIA TECHNOLOGY SDN BHD | GEMILANG ASIA TECHNOLOGY SDN BHD | STOR 252338 | KOREA | GEMILANG ASIA TECHNOLOGY SDN BHD |  | 2026-04-10 | DVTP 8 | 2 | 2026-04-01 | 2026-10-01 | bar: APR; OCT
61 |  | 12068 | BEMS | B | - | ACT | C | H07 | BEMS | HYPER HYPOTHERMIA SYSTEM | HYPER HYPOTHERMIA SYSTEM | BA | ICU | L01 | ISH/BE/02194 | HOSPITAL | 99950 |  | 2026-04-24 | 0 | ICU | EMMED | TRUECOOL PREMIUM | 2501-00169 | ICU | 1 | GEMILANG ASIA TECHNOLOGY SDN BHD | GEMILANG ASIA TECHNOLOGY SDN BHD | STOR 251052 | POLAND | GEMILANG ASIA TECHNOLOGY SDN BHD |  | 2026-04-24 | HTP 3 | 2 | 2026-04-01 | 2026-10-01 | bar: APR; OCT
62 |  | 12068 | BEMS | B | - | ACT | C | H07 | BEMS | HYPER HYPOTHERMIA SYSTEM | HYPER HYPOTHERMIA SYSTEM | BA | ICU | L01 | ISH/BE/02195 | HOSPITAL | 99950 |  | 2026-04-24 | 0 | ICU | EMMED | TRUECOOL PREMIUM | 2501-00170 | ICU | 1 | GEMILANG ASIA TECHNOLOGY SDN BHD | GEMILANG ASIA TECHNOLOGY SDN BHD | STOR 251051 | POLAND | GEMILANG ASIA TECHNOLOGY SDN BHD |  | 2026-04-24 | HTP 4 | 2 | 2026-04-01 | 2026-10-01 | bar: APR; OCT
63 |  | 10414 | BEMS | B | - | ACT | C | H07 | BEMS | WARMING UNIT | WARMING SYSTEM | BA | ICU | L01 | ISH/BE/02197 | HOSPITAL | 7100 |  | 2026-04-30 | 0 | ICU | TAPPA | TMS-W101 | 25085190001002 | ICU | 1 | GEMILANG ASIA TECHNOLOGY SDN BHD | GEMILANG ASIA TECHNOLOGY SDN BHD | STOR 252228 | CHINA | GEMILANG ASIA TECHNOLOGY SDN BHD |  | 2026-04-30 | WA 2 | 2 | 2026-04-01 | 2026-10-01 | bar: APR; OCT
64 |  | 10414 | BEMS | B | - | ACT | C | H07 | BEMS | WARMING UNIT | WARMING SYSTEM | BA | ICU | L01 | ISH/BE/02198 | HOSPITAL | 7100 |  | 2026-04-30 | 0 | ICU | TAPPA | TMS-W101 | 25085190001003 | ICU | 1 | GEMILANG ASIA TECHNOLOGY SDN BHD | GEMILANG ASIA TECHNOLOGY SDN BHD | STOR 252228 | CHINA | GEMILANG ASIA TECHNOLOGY SDN BHD |  | 2026-04-30 | WA 3 | 2 | 2026-04-01 | 2026-10-01 | bar: APR; OCT
65 |  | 15709 | BEMS | B | - | ACT | C | H07 | BEMS | I-STAT | I-STAT | BA | ICU | L01 | ISH/BE/02220 | HOSPITAL | 68500 |  | 2026-06-04 | 0 | ICU | ABBOTT | I-STAT ALINITY | 812889 | ICU | 1 | TRANSMEDIC HEALTHCARE SDN BHD | TRANSMEDIC HEALTHCARE SDN BHD | STOR 250543 |  | TRANSMEDIC HEALTHCARE SDN BHD |  | 2026-06-04 | IS 4 | 2 | 2026-06-01 | 2026-12-01 | bar: JUN; DEC
66 |  | 13217 | BEMS | B | - | ACT | C | H07 | BEMS | SYRINGE PUMP | SYRINGE PUMP | BA | ICU | L01 | ISH/BE/02230 | HOSPITAL | 5000 |  | 2026-06-30 | 0 | ICU | MEDCAPTAIN | AP-30 | 6242604000608 | ICU | 1 | ONEHEART MEDIC SDN BHD | ONEHEART MEDIC SDN BHD | STOR 251735 | CHINA | ONEHEART MEDIC SDN BHD |  | 2026-06-30 | P 85 | 2 | 2026-06-01 | 2026-12-01 | bar: JUN; DEC
67 |  | 13217 | BEMS | B | - | ACT | C | H07 | BEMS | SYRINGE PUMP | SYRINGE PUMP | BA | ICU | L01 | ISH/BE/02231 | HOSPITAL | 5000 |  | 2026-06-30 | 0 | ICU | MEDCAPTAIN | AP-30 | 6242604000611 | ICU | 1 | ONEHEART MEDIC SDN BHD | ONEHEART MEDIC SDN BHD | STOR 251735 | CHINA | ONEHEART MEDIC SDN BHD |  | 2026-06-30 | P 86 | 2 | 2026-06-01 | 2026-12-01 | bar: JUN; DEC
68 |  | 13217 | BEMS | B | - | ACT | C | H07 | BEMS | SYRINGE PUMP | SYRINGE PUMP | BA | ICU | L01 | ISH/BE/02232 | HOSPITAL | 5000 |  | 2026-06-30 | 0 | ICU | MEDCAPTAIN | AP-30 | 6242604000613 | ICU | 1 | ONEHEART MEDIC SDN BHD | ONEHEART MEDIC SDN BHD | STOR 251735 | CHINA | ONEHEART MEDIC SDN BHD |  | 2026-06-30 | P 87 | 2 | 2026-06-01 | 2026-12-01 | bar: JUN; DEC
69 |  | 13217 | BEMS | B | - | ACT | C | H07 | BEMS | SYRINGE PUMP | SYRINGE PUMP | BA | ICU | L01 | ISH/BE/02233 | HOSPITAL | 5000 |  | 2026-06-30 | 0 | ICU | MEDCAPTAIN | AP-30 | 6242604000615 | ICU | 1 | ONEHEART MEDIC SDN BHD | ONEHEART MEDIC SDN BHD | STOR 251735 | CHINA | ONEHEART MEDIC SDN BHD |  | 2026-06-30 | P 88 | 2 | 2026-06-01 | 2026-12-01 | bar: JUN; DEC
70 |  | 13217 | BEMS | B | - | ACT | C | H07 | BEMS | SYRINGE PUMP | SYRINGE PUMP | BA | ICU | L01 | ISH/BE/02234 | HOSPITAL | 5000 |  | 2026-06-30 | 0 | ICU | MEDCAPTAIN | AP-30 | 6242604000618 | ICU | 1 | ONEHEART MEDIC SDN BHD | ONEHEART MEDIC SDN BHD | STOR 251735 | CHINA | ONEHEART MEDIC SDN BHD |  | 2026-06-30 | P 89 | 2 | 2026-06-01 | 2026-12-01 | bar: JUN; DEC
71 |  | 13217 | BEMS | B | - | ACT | C | H07 | BEMS | SYRINGE PUMP | SYRINGE PUMP | BA | ICU | L01 | ISH/BE/02235 | HOSPITAL | 5000 |  | 2026-06-30 | 0 | ICU | MEDCAPTAIN | AP-30 | 6242604000619 | ICU | 1 | ONEHEART MEDIC SDN BHD | ONEHEART MEDIC SDN BHD | STOR 251735 | CHINA | ONEHEART MEDIC SDN BHD |  | 2026-06-30 | P 90 | 2 | 2026-06-01 | 2026-12-01 | bar: JUN; DEC
72 |  | 13217 | BEMS | B | - | ACT | C | H07 | BEMS | SYRINGE PUMP | SYRINGE PUMP | BA | ICU | L01 | ISH/BE/02236 | HOSPITAL | 5000 |  | 2026-06-30 | 0 | ICU | MEDCAPTAIN | AP-30 | 6242604000621 | ICU | 1 | ONEHEART MEDIC SDN BHD | ONEHEART MEDIC SDN BHD | STOR 251735 | CHINA | ONEHEART MEDIC SDN BHD |  | 2026-06-30 | P 91 | 2 | 2026-06-01 | 2026-12-01 | bar: JUN; DEC
73 |  | 13217 | BEMS | B | - | ACT | C | H07 | BEMS | SYRINGE PUMP | SYRINGE PUMP | BA | ICU | L01 | ISH/BE/02237 | HOSPITAL | 5000 |  | 2026-06-30 | 0 | ICU | MEDCAPTAIN | AP-30 | 6242604000628 | ICU | 1 | ONEHEART MEDIC SDN BHD | ONEHEART MEDIC SDN BHD | STOR 251735 | CHINA | ONEHEART MEDIC SDN BHD |  | 2026-06-30 | P 92 | 2 | 2026-06-01 | 2026-12-01 | bar: JUN; DEC
74 |  | 13217 | BEMS | B | - | ACT | C | H07 | BEMS | SYRINGE PUMP | SYRINGE PUMP | BA | ICU | L01 | ISH/BE/02238 | HOSPITAL | 5000 |  | 2026-06-30 | 0 | ICU | MEDCAPTAIN | AP-30 | 6242604000632 | ICU | 1 | ONEHEART MEDIC SDN BHD | ONEHEART MEDIC SDN BHD | STOR 251735 | CHINA | ONEHEART MEDIC SDN BHD |  | 2026-06-30 | P 93 | 2 | 2026-06-01 | 2026-12-01 | bar: JUN; DEC
75 |  | 13217 | BEMS | B | - | ACT | C | H07 | BEMS | SYRINGE PUMP | SYRINGE PUMP | BA | ICU | L01 | ISH/BE/02239 | HOSPITAL | 5000 |  | 2026-06-30 | 0 | ICU | MEDCAPTAIN | AP-30 | 6242604000637 | ICU | 1 | ONEHEART MEDIC SDN BHD | ONEHEART MEDIC SDN BHD | STOR 251735 | CHINA | ONEHEART MEDIC SDN BHD |  | 2026-06-30 | P 94 | 2 | 2026-06-01 | 2026-12-01 | bar: JUN; DEC
76 |  | 13217 | BEMS | B | - | ACT | C | H07 | BEMS | SYRINGE PUMP | SYRINGE PUMP | BA | ICU | L01 | ISH/BE/02240 | HOSPITAL | 5000 |  | 2026-06-30 | 0 | ICU | MEDCAPTAIN | AP-30 | 6242604000644 | ICU | 1 | ONEHEART MEDIC SDN BHD | ONEHEART MEDIC SDN BHD | STOR 251740 | CHINA | ONEHEART MEDIC SDN BHD |  | 2026-06-30 | P 95 | 2 | 2026-06-01 | 2026-12-01 | bar: JUN; DEC
77 |  | 13217 | BEMS | B | - | ACT | C | H07 | BEMS | SYRINGE PUMP | SYRINGE PUMP | BA | ICU | L01 | ISH/BE/02241 | HOSPITAL | 5000 |  | 2026-06-30 | 0 | ICU | MEDCAPTAIN | AP-30 | 6242604000651 | ICU | 1 | ONEHEART MEDIC SDN BHD | ONEHEART MEDIC SDN BHD | STOR 251740 | CHINA | ONEHEART MEDIC SDN BHD |  | 2026-06-30 | P 96 | 2 | 2026-06-01 | 2026-12-01 | bar: JUN; DEC
78 |  | 13217 | BEMS | B | - | ACT | C | H07 | BEMS | SYRINGE PUMP | SYRINGE PUMP | BA | ICU | L01 | ISH/BE/02242 | HOSPITAL | 5000 |  | 2026-06-30 | 0 | ICU | MEDCAPTAIN | AP-30 | 6242604000660 | ICU | 1 | ONEHEART MEDIC SDN BHD | ONEHEART MEDIC SDN BHD | STOR 251740 | CHINA | ONEHEART MEDIC SDN BHD |  | 2026-06-30 | P 97 | 2 | 2026-06-01 | 2026-12-01 | bar: JUN; DEC
79 |  | 13217 | BEMS | B | - | ACT | C | H07 | BEMS | SYRINGE PUMP | SYRINGE PUMP | BA | ICU | L01 | ISH/BE/02243 | HOSPITAL | 5000 |  | 2026-06-30 | 0 | ICU | MEDCAPTAIN | AP-30 | 6242604000665 | ICU | 1 | ONEHEART MEDIC SDN BHD | ONEHEART MEDIC SDN BHD | STOR 251740 | CHINA | ONEHEART MEDIC SDN BHD |  | 2026-06-30 | P 98 | 2 | 2026-06-01 | 2026-12-01 | bar: JUN; DEC
80 |  | 13217 | BEMS | B | - | ACT | C | H07 | BEMS | SYRINGE PUMP | SYRINGE PUMP | BA | ICU | L01 | ISH/BE/02244 | HOSPITAL | 5000 |  | 2026-06-30 | 0 | ICU | MEDCAPTAIN | AP-30 | 6242604000666 | ICU | 1 | ONEHEART MEDIC SDN BHD | ONEHEART MEDIC SDN BHD | STOR 251740 | CHINA | ONEHEART MEDIC SDN BHD |  | 2026-06-30 | P 99 | 2 | 2026-06-01 | 2026-12-01 | bar: JUN; DEC
81 |  | 13215 | BEMS | B | - | ACT | C | H07 | BEMS | INFUSION PUMP | INFUSION PUMP | BA | ICU | L01 | ISH/BE/02251 | HOSPITAL | 5000 |  | 2026-06-30 | 0 | ICU | MEDCAPTAIN | AP-60 | 6222604000895 | ICU | 1 | ONEHEART MEDIC SDN BHD | ONEHEART MEDIC SDN BHD | STOR 251620 | CHINA | ONEHEART MEDIC SDN BHD |  | 2026-06-30 | P 100 | 2 | 2026-06-01 | 2026-12-01 | bar: JUN; DEC
82 |  | 13215 | BEMS | B | - | ACT | C | H07 | BEMS | INFUSION PUMP | INFUSION PUMP | BA | ICU | L01 | ISH/BE/02252 | HOSPITAL | 5000 |  | 2026-06-30 | 0 | ICU | MEDCAPTAIN | AP-60 | 6222604000902 | ICU | 1 | ONEHEART MEDIC SDN BHD | ONEHEART MEDIC SDN BHD | STOR 251620 | CHINA | ONEHEART MEDIC SDN BHD |  | 2026-06-30 | P 101 | 2 | 2026-06-01 | 2026-12-01 | bar: JUN; DEC
83 |  | 13215 | BEMS | B | - | ACT | C | H07 | BEMS | INFUSION PUMP | INFUSION PUMP | BA | ICU | L01 | ISH/BE/02253 | HOSPITAL | 5000 |  | 2026-06-30 | 0 | ICU | MEDCAPTAIN | AP-60 | 6222604000914 | ICU | 1 | ONEHEART MEDIC SDN BHD | ONEHEART MEDIC SDN BHD | STOR 251620 | CHINA | ONEHEART MEDIC SDN BHD |  | 2026-06-30 | P 102 | 2 | 2026-06-01 | 2026-12-01 | bar: JUN; DEC
84 |  | 13215 | BEMS | B | - | ACT | C | H07 | BEMS | INFUSION PUMP | INFUSION PUMP | BA | ICU | L01 | ISH/BE/02254 | HOSPITAL | 5000 |  | 2026-06-30 | 0 | ICU | MEDCAPTAIN | AP-60 | 6222604000919 | ICU | 1 | ONEHEART MEDIC SDN BHD | ONEHEART MEDIC SDN BHD | STOR 251620 | CHINA | ONEHEART MEDIC SDN BHD |  | 2026-06-30 | P 103 | 2 | 2026-06-01 | 2026-12-01 | bar: JUN; DEC
85 |  | 13215 | BEMS | B | - | ACT | C | H07 | BEMS | INFUSION PUMP | INFUSION PUMP | BA | ICU | L01 | ISH/BE/02255 | HOSPITAL | 5000 |  | 2026-06-30 | 0 | ICU | MEDCAPTAIN | AP-60 | 6222604000922 | ICU | 1 | ONEHEART MEDIC SDN BHD | ONEHEART MEDIC SDN BHD | STOR 251620 | CHINA | ONEHEART MEDIC SDN BHD |  | 2026-06-30 | P 104 | 2 | 2026-06-01 | 2026-12-01 | bar: JUN; DEC
86 |  |  | BEMS | B | - | ACT | C | H07 | BEMS | PUMP STATION | PUMP STATION | BA | ICU | L01 | ISH/BE/02262 | HOSPITAL | 5000 |  | 2026-06-30 | 0 | ICU | MEDCAPTAIN | AP 80 | 6232603000607 | ICU | 1 | ONEHEART MEDIC SDN BHD | ONEHEART MEDIC SDN BHD | STOR 251621 | CHINA | ONEHEART MEDIC SDN BHD |  | 2026-06-30 | PS 10 | 2 | 2026-06-01 | 2026-12-01 | bar: JUN; DEC
87 |  |  | BEMS | B | - | ACT | C | H07 | BEMS | PUMP STATION | PUMP STATION | BA | ICU | L01 | ISH/BE/02263 | HOSPITAL | 5000 |  | 2026-06-30 | 0 | ICU | MEDCAPTAIN | AP 80 | 6232603000620 | ICU | 1 | ONEHEART MEDIC SDN BHD | ONEHEART MEDIC SDN BHD | STOR 251621 | CHINA | ONEHEART MEDIC SDN BHD |  | 2026-06-30 | PS 11 | 2 | 2026-06-01 | 2026-12-01 | bar: JUN; DEC
88 |  |  | BEMS | B | - | ACT | C | H07 | BEMS | PUMP STATION | PUMP STATION | BA | ICU | L01 | ISH/BE/02264 | HOSPITAL | 5000 |  | 2026-06-30 | 0 | ICU | MEDCAPTAIN | AP 80 | 6232603000628 | ICU | 1 | ONEHEART MEDIC SDN BHD | ONEHEART MEDIC SDN BHD | STOR 251621 | CHINA | ONEHEART MEDIC SDN BHD |  | 2026-06-30 | PS 12 | 2 | 2026-06-01 | 2026-12-01 | bar: JUN; DEC
89 |  |  | BEMS | B | - | ACT | C | H07 | BEMS | PUMP STATION | PUMP STATION | BA | ICU | L01 | ISH/BE/02265 | HOSPITAL | 5000 |  | 2026-06-30 | 0 | ICU | MEDCAPTAIN | AP 80 | 6232603000641 | ICU | 1 | ONEHEART MEDIC SDN BHD | ONEHEART MEDIC SDN BHD | STOR 251621 | CHINA | ONEHEART MEDIC SDN BHD |  | 2026-06-30 | PS 13 | 2 | 2026-06-01 | 2026-12-01 | bar: JUN; DEC
90 |  |  | BEMS | B | - | ACT | C | H07 | BEMS | PUMP STATION | PUMP STATION | BA | ICU | L01 | ISH/BE/02266 | HOSPITAL | 5000 |  | 2026-06-30 | 0 | ICU | MEDCAPTAIN | AP 80 | 6232603000646 | ICU | 1 | ONEHEART MEDIC SDN BHD | ONEHEART MEDIC SDN BHD | STOR 251621 | CHINA | ONEHEART MEDIC SDN BHD |  | 2026-06-30 | PS 14 | 2 | 2026-06-01 | 2026-12-01 | bar: JUN; DEC
91 |  | 10134 | BEMS | B | - | ACT | C | H07 | BEMS | ANEASTHESIA UNITS | ANEASTHESIA UNITS | BA | OT | L01 | ISH/BE/02110 | HOSPITAL | 268000 |  | 2025-01-16 | 1 | OT | GE DATEX OHMEDA | AISYS CS2 | APWD02518 | OT | 1 | INSAN BAKTI SDN BHD | INSAN BAKTI SDN BHD |  | GERMANY | INSAN BAKTI SDN BHD |  | 2025-01-16 | A16 | 2 | 2026-07-01 | 2027-01-01 | bar: JAN; JUL
92 |  |  | BEMS | B | - | ACT | C | H07 | BEMS | SEVOFLURANE | SEVOFLURANE | BA | OT | L01 | ISH/BE/02111 | HOSPITAL | PWP |  | 2025-01-16 | 1 | OT | ABBOTT | ALADIN CASSETTE | BGBD40344 | OT | 1 | INSAN BAKTI SDN BHD | INSAN BAKTI SDN BHD |  | GERMANY | INSAN BAKTI SDN BHD |  | 2025-01-16 | SEVO 1 | 2 | 2026-07-01 | 2027-01-01 | bar: JAN; JUL
93 |  | 12647 | BEMS | B | - | ACT | C | H07 | BEMS | PATIENT MONITORING SYSTEM | PATIENT MONITORING SYSTEM | BA | OT | L01 | ISH/BE/02112 | HOSPITAL | 68000 |  | 2025-01-16 | 1 | OT | GE CARESCAPE | B 650 | STF24100730HA | OT | 1 | INSAN BAKTI SDN BHD | INSAN BAKTI SDN BHD | STOR 237434 | GERMANY | INSAN BAKTI SDN BHD |  | 2025-01-16 | MR 21 | 2 | 2026-07-01 | 2027-01-01 | bar: JAN; JUL
94 |  | 10447 | BEMS | B | - | ACT | C | H07 | BEMS | BLOOD WARMER | BLOOD WARMER | BA | OT | L01 | ISH/BE/02113 | HOSPITAL | FOC |  | 2025-01-16 | 1 | OT | KEEWEL | FT1800 | EN12002014 | OT | 1 | INSAN BAKTI SDN BHD | INSAN BAKTI SDN BHD | STOR 237434 | GERMANY | INSAN BAKTI SDN BHD |  | 2025-01-16 | BW 9 | 2 | 2026-07-01 | 2027-01-01 | bar: JAN; JUL
95 |  | 10414 | BEMS | B | - | ACT | C | H07 | BEMS | WARMING SYSTEM | WARMING SYSTEM | BA | OT | L01 | ISH/BE/02127 | HOSPITAL | 36788 |  | 2025-04-24 | 1 | OT | STIHLER | ASTOPAD DUO 310 | AG14725 | OT | 1 | GEMILANG ASIA TECHNOLOGY | GEMILANG ASIA TECHNOLOGY | STOR 237434 | GERMANY | GEMILANG ASIA TECHNOLOGY |  | 2025-04-24 | WT13 | 2 | 2026-04-01 | 2026-10-01 | bar: APR; OCT
96 |  | 10414 | BEMS | B | - | ACT | C | H07 | BEMS | WARMING SYSTEM | WARMING SYSTEM | BA | OT | L01 | ISH/BE/02128 | HOSPITAL | 36788 |  | 2025-04-24 | 1 | OT | STIHLER | ASTOPAD DUO 310 | AG14726 | OT | 1 | GEMILANG ASIA TECHNOLOGY | GEMILANG ASIA TECHNOLOGY | STOR 239543 | GERMANY | GEMILANG ASIA TECHNOLOGY |  | 2025-04-24 | WT14 | 2 | 2026-04-01 | 2026-10-01 | bar: APR; OCT
97 |  | 10414 | BEMS | B | - | ACT | C | H07 | BEMS | WARMING SYSTEM | WARMING SYSTEM | BA | OT | L01 | ISH/BE/02129 | HOSPITAL | 36788 |  | 2025-04-24 | 1 | OT | STIHLER | ASTOPAD DUO 310 | AG14727 | OT | 1 | GEMILANG ASIA TECHNOLOGY | GEMILANG ASIA TECHNOLOGY | STOR 239543 | GERMANY | GEMILANG ASIA TECHNOLOGY |  | 2025-04-24 | WT15 | 2 | 2026-04-01 | 2026-10-01 | bar: APR; OCT
98 |  | 10414 | BEMS | B | - | ACT | C | H07 | BEMS | WARMING SYSTEM | WARMING SYSTEM | BA | OT | L01 | ISH/BE/02130 | HOSPITAL | 17630 |  | 2025-06-06 | 1 | OT | STIHLER | ASTOPAD DUO 310 | AG14563 | OT | 1 | GEMILANG ASIA TECHNOLOGY | GEMILANG ASIA TECHNOLOGY | STOR 239543 | GERMANY | GEMILANG ASIA TECHNOLOGY |  | 2025-06-06 | WT16 | 2 | 2026-06-01 | 2026-12-01 | bar: JUN; DEC
99 |  | 10414 | BEMS | B | - | ACT | C | H07 | BEMS | WARMING SYSTEM | WARMING SYSTEM | BA | OT | L01 | ISH/BE/02131 | HOSPITAL | 17630 |  | 2025-06-06 | 1 | OT | STIHLER | ASTOPAD DUO 310 | AG14597 | OT | 1 | GEMILANG ASIA TECHNOLOGY | GEMILANG ASIA TECHNOLOGY | STOR 244908 | GERMANY | GEMILANG ASIA TECHNOLOGY |  | 2025-06-06 | WT17 | 2 | 2026-06-01 | 2026-12-01 | bar: JUN; DEC
100 |  | 10414 | BEMS | B | - | ACT | C | H07 | BEMS | WARMING SYSTEM | WARMING SYSTEM | BA | OT | L01 | ISH/BE/02132 | HOSPITAL | 17630 |  | 2025-06-06 | 1 | OT | STIHLER | ASTOPAD DUO 310 | AG14598 | OT | 1 | GEMILANG ASIA TECHNOLOGY | GEMILANG ASIA TECHNOLOGY | STOR 245601 | GERMANY | GEMILANG ASIA TECHNOLOGY |  | 2025-06-06 | WT18 | 2 | 2026-06-01 | 2026-12-01 | bar: JUN; DEC
101 |  | 13961 | BEMS | B | - | ACT | C | H07 | BEMS | OPERATING TABLE | OPERATING TABLE | BA | OT | L01 | ISH/BE/02163 | HOSPITAL | 18000 |  | 2025-10-16 | 1 | OT | PLANTECH | OTPB-160 | 21070724 | OT | 1 | NAVIRA MEDITECH SDN BHD | NAVIRA MEDITECH SDN BHD | STOR 231791 | INDIA | NAVIRA MEDITECH SDN BHD |  | 2025-10-16 | T15 | 2 | 2026-04-01 | 2026-10-01 | bar: APR; OCT
102 |  | 17001 | BEMS | B | - | ACT | C | H07 | BEMS | CAMERA HEAD | CAMERA HEAD | BA | OT | L01 | ISH/BE/02168 | HOSPITAL | 59815.8 |  | 2025-11-13 | 1 | OT | OLYMPUS | CH-S200-08-LB | 7502636 | OT | 1 | OLYMPUS (M) SDN BHD | OLYMPUS (M) SDN BHD | STOR 232822 | JAPAN | OLYMPUS (MALAYSIA) SDN BHD |  | 2025-11-13 |  | 1 | 2025-11-01 | 2026-11-01 | bar: NOV
103 |  |  | BEMS | B | - | ACT | C | H07 | BEMS | RADIO FREQUENCY PLASMA SURGICAL SYSTEM | RADIO FREQUENCY PLASMA SURGICAL SYSTEM | BA | OT | L01 | ISH/BE/02196 | HOSPITAL | 59800 |  | 2026-04-29 | 0 | OT | JIANGSU BONSS MEDICAL | ARS700 | A70-2601101TMJ | OT | 1 | EVOMEDIC SDN BHD | EVOMEDIC SDN BHD | STOR 252339 | CHINA | EVOMEDIC SDN BHD |  | 2026-04-29 | RF | 2 | 2026-04-01 | 2026-10-01 | bar: APR; OCT
104 |  | 10414 | BEMS | B | - | ACT | C | H07 | BEMS | WARMING UNIT | WARMING SYSTEM | BA | OT | L01 | ISH/BE/02199 | HOSPITAL | 7100 |  | 2026-04-30 | 0 | OT | TAPPA | TMS-W101 | 25085190001006 | OT | 1 | GEMILANG ASIA TECHNOLOGY SDN BHD | GEMILANG ASIA TECHNOLOGY SDN BHD | STOR 252232 | CHINA | GEMILANG ASIA TECHNOLOGY SDN BHD |  | 2026-04-30 | WT 19 | 2 | 2026-04-01 | 2026-10-01 | bar: APR; OCT
105 |  | 10414 | BEMS | B | - | ACT | C | H07 | BEMS | WARMING UNIT | WARMING SYSTEM | BA | OT | L01 | ISH/BE/02200 | HOSPITAL | 7100 |  | 2026-04-30 | 0 | OT | TAPPA | TMS-W101 | 25085190001007 | OT | 1 | GEMILANG ASIA TECHNOLOGY SDN BHD | GEMILANG ASIA TECHNOLOGY SDN BHD | STOR 252232 | CHINA | GEMILANG ASIA TECHNOLOGY SDN BHD |  | 2026-04-30 | WT 20 | 2 | 2026-04-01 | 2026-10-01 | bar: APR; OCT
106 |  | 10414 | BEMS | B | - | ACT | C | H07 | BEMS | WARMING UNIT | WARMING SYSTEM | BA | OT | L01 | ISH/BE/02201 | HOSPITAL | 7100 |  | 2026-04-30 | 0 | OT | TAPPA | TMS-W101 | 25085190001008 | OT | 1 | GEMILANG ASIA TECHNOLOGY SDN BHD | GEMILANG ASIA TECHNOLOGY SDN BHD | STOR 252232 | CHINA | GEMILANG ASIA TECHNOLOGY SDN BHD |  | 2026-04-30 | WT 21 | 2 | 2026-04-01 | 2026-10-01 | bar: APR; OCT
107 |  | 10414 | BEMS | B | - | ACT | C | H07 | BEMS | WARMING UNIT | WARMING SYSTEM | BA | OT | L01 | ISH/BE/02202 | HOSPITAL | 7100 |  | 2026-04-30 | 0 | OT | TAPPA | TMS-W101 | 25085190001010 | OT | 1 | GEMILANG ASIA TECHNOLOGY SDN BHD | GEMILANG ASIA TECHNOLOGY SDN BHD | STOR 252232 | CHINA | GEMILANG ASIA TECHNOLOGY SDN BHD |  | 2026-04-30 | WT 22 | 2 | 2026-04-01 | 2026-10-01 | bar: APR; OCT
108 |  | 10969 | BEMS | B | - | ACT | C | H07 | BEMS | DVT PUMP | DVT PUMP | BA | OT | L01 | ISH/BE/02204 | HOSPITAL | 8000 |  | 2026-05-06 | 0 | OT | SCD 700 COMPRESSION SYSTEM UK | SCD 700 | V2574667JX | OT | 1 | ATALIS HEALTHCARE SDN BHD | ATALIS HEALTHCARE SDN BHD | STOR 252772 | UK | ATALIS HEALTHCARE SDN BHD |  | 2026-05-06 | DVTP 9 | 1 | 2026-05-01 | 2026-11-01 | bar: MAY
109 |  | 18037 | BEMS | B | - | ACT | C | H07 | BEMS | IMAGE 1 S CONNECT II | IMAGE 1 S CONNECT II | BA | OT | L01 | ISH/BE/02205 | HOSPITAL | 621390 |  | 2026-05-08 | 0 | OT | KARL STORZ | TC201EN | YK929255-P | OT | 1 | UMMI SURGICAL SDN BHD | UMMI SURGICAL SDN BHD | 252807 | GERMANY | UMMI SURGICAL SDN BHD |  | 2026-05-08 | SC28 | 2 | 2026-05-01 | 2026-11-01 | bar: MAY; NOV
110 |  | 18037 | BEMS | B | - | ACT | C | H07 | BEMS | IMAGE 1 S 4U-LINK | IMAGE 1 S 4U-LINK | BA | OT | L01 | ISH/BE/02206 | HOSPITAL | PWP |  | 2026-05-08 | 0 | OT | KARL STORZ | TC304 | YK929523-P | OT | 1 | UMMI SURGICAL SDN BHD | UMMI SURGICAL SDN BHD | 252807 | GERMANY | UMMI SURGICAL SDN BHD |  | 2026-05-08 | SC28 | 2 | 2026-05-01 | 2026-11-01 | bar: MAY; NOV
111 |  |  | BEMS | B | - | ACT | C | H07 | BEMS | ENDOFLATOR® 50 SCB | ENDOFLATOR® 50 SCB | BA | OT | L01 | ISH/BE/02207 | HOSPITAL | PWP |  | 2026-05-08 | 0 | OT | KARL STORZ | UI500S1 | XK20995 | OT | 1 | UMMI SURGICAL SDN BHD | UMMI SURGICAL SDN BHD | 252807 | GERMANY | UMMI SURGICAL SDN BHD |  | 2026-05-08 | SC28 | 2 | 2026-05-01 | 2026-11-01 | bar: MAY; NOV
112 |  |  | BEMS | B | - | ACT | C | H07 | BEMS | COLD LIGHT FOUNTAIN POWER LED RUBINA | COLD LIGHT FOUNTAIN POWER LED RUBINA | BA | OT | L01 | ISH/BE/02208 | HOSPITAL | PWP |  | 2026-05-08 | 0 | OT | KARL STORZ | TL400 | XK17492 | OT | 1 | UMMI SURGICAL SDN BHD | UMMI SURGICAL SDN BHD | 252807 | GERMANY | UMMI SURGICAL SDN BHD |  | 2026-05-08 | SC28 | 2 | 2026-05-01 | 2026-11-01 | bar: MAY; NOV
113 |  | 16902 | BEMS | B | - | ACT | C | H07 | BEMS | AIDA SYSTEM | AIDA DOCUMENTATION | BA | OT | L01 | ISH/BE/02209 | HOSPITAL | PWP |  | 2026-05-08 | 0 | OT | KARL STORZ | WD360-EN | XK5002024,P5WM218661 | OT | 1 | UMMI SURGICAL SDN BHD | UMMI SURGICAL SDN BHD | 252807 | GERMANY | UMMI SURGICAL SDN BHD |  | 2026-05-08 | SC28 | 2 | 2026-05-01 | 2026-11-01 | bar: MAY; NOV
114 |  | 17001 | BEMS | B | - | ACT | C | H07 | BEMS | CAMERA HEAD 4K UHD | CAMERA HEAD 4K UHD | BA | OT | L01 | ISH/BE/02210 | HOSPITAL | PWP |  | 2026-05-08 | 0 | OT | KARL STORZ | TH121 | ZK106856-K | OT | 1 | UMMI SURGICAL SDN BHD | UMMI SURGICAL SDN BHD | 252807 | GERMANY | UMMI SURGICAL SDN BHD |  | 2026-05-08 | SC28 | 2 | 2026-05-01 | 2026-11-01 | bar: MAY; NOV
115 |  | 17879 | BEMS | B | - | ACT | C | H07 | BEMS | PORTABLE ULTRASOUND | PORTABLE ULTRASOUND | BA | OT | L01 | ISH/BE/02216 | HOSPITAL | 40000 |  | 2026-05-19 | 0 | OT | GE | GE VSCAN AIR SL | VA020011794 | OT | 1 | INSAN BAKTI SDN BHD | INSAN BAKTI SDN BHD | 252797 ARIBA | USA | INSAN BAKTI SDN BHD |  | 2026-05-19 | VSCAN 2 | 2 | 2026-05-01 | 2026-11-01 | bar: MAY; NOV
116 |  | 13931 | BEMS | B | - | ACT | C | H07 | BEMS | SYRINGE PUMP TCI | SYRINGE PUMP TCI | BA | OT | L01 | ISH/BE/02245 | HOSPITAL | 5000 |  | 2026-06-30 | 0 | OT | MEDCAPTAIN | HP-TCI | 6002604002803 | OT | 1 | ONEHEART MEDIC SDN BHD | ONEHEART MEDIC SDN BHD | STOR 251795 | CHINA | ONEHEART MEDIC SDN BHD |  | 2026-06-30 | TCI 7 | 2 | 2026-06-01 | 2026-12-01 | bar: JUN; DEC
117 |  | 13931 | BEMS | B | - | ACT | C | H07 | BEMS | SYRINGE PUMP TCI | SYRINGE PUMP TCI | BA | OT | L01 | ISH/BE/02246 | HOSPITAL | 5000 |  | 2026-06-30 | 0 | OT | MEDCAPTAIN | HP-TCI | 6002604002793 | OT | 1 | ONEHEART MEDIC SDN BHD | ONEHEART MEDIC SDN BHD | STOR 251795 | CHINA | ONEHEART MEDIC SDN BHD |  | 2026-06-30 | TCI 8 | 2 | 2026-06-01 | 2026-12-01 | bar: JUN; DEC
118 |  | 11758 | BEMS | B | - | ACT | C | H07 | BEMS | SURGICAL MOBILE C-ARM | SURGICAL MOBILE C-ARM | BA | OT | L01 | ISH/BE/02280 | HOSPITAL | 490000 |  | 2026-07-08 | 0 | OT | SHIMADZU | GENORAY OSCAR 15 | ZEN-620005-10725 | OT | 1 | SHIMADZU MALAYSIA SDN BHD | SHIMADZU MALAYSIA SDN BHD | 251724 (ARIBA) | JAPAN | SHIMADZU MALAYSIA SDN BHD |  | 2026-07-08 | X2-4 | 2 | 2026-07-01 | 2027-01-01 | bar: JAN; JUL
119 |  | 15786 | BEMS | B | - | ACT | C | H07 | BEMS | SEALING MACHINE | SEALING MACHINE | BA | OT CSSD | L01 | ISH/BE/02106 | HOSPITAL | 12000 |  | 2025-01-09 | 1 | OT CSSD | EASYSEAL MEDICAL TECHNOLOGY | EF101-CR | D124B017 | OT CSSD | 1 | M3DILUXE HEALTHCARE SDN BHD | M3DILUXE HEALTHCARE SDN BHD | STOR 229947 | CHINA | M3DILUXE HEALTHCARE SDN BHD |  | 2025-01-09 | SM 6 | 1 | 2026-07-01 | 2027-01-01 | bar: JAN
120 |  |  | BEMS | B | - | ACT | C | H07 | BEMS | FitMi CLINIC | FitMi CLINIC | BA | PHYSIOTHERAPY | GF | ISH/BE/02176 | HOSPITAL | 7600 |  | 2026-03-05 | 0 | PHYSIOTHERAPY | FLINT REHABILITATION DEVICES LLC | FMH | 2025120002 | PHYSIOTHERAPY | 1 | GNT MEDIXCEL SDN BHD | GNT MEDIXCEL SDN BHD | STOR 250862 | USA | GNT MEDIXCEL SDN BHD |  | 2026-03-05 | PT 74 | 1 | 2026-03-01 | 2027-03-01 | bar: MAR
121 |  |  | BEMS | B | - | ACT | C | H07 | BEMS | LusioMATE | LusioMATE | BA | PHYSIOTHERAPY | GF | ISH/BE/02177 | HOSPITAL | 16760 |  | 2026-03-05 | 0 | PHYSIOTHERAPY | LUSIO TECHNOLOGY PTY LTD | LUSOMATE V2 | 2183.2184 | PHYSIOTHERAPY | 1 | GNT MEDIXCEL SDN BHD | GNT MEDIXCEL SDN BHD | STOR 250862 | USA | GNT MEDIXCEL SDN BHD |  | 2026-03-05 | PT 75 | 1 | 2026-03-01 | 2027-03-01 | bar: MAR
122 |  | 14105 | BEMS | B | - | ACT | C | H07 | BEMS | TRACTION UNIT WITH TABLE | TRACTION UNIT WITH TABLE | BA | PHYSIOTHERAPY | GF | ISH/BE/02178 | HOSPITAL | 44800 |  | 2026-03-12 | 0 | PHYSIOTHERAPY | CHATTANOOGA | 4749/TTET300 | T3555 | PHYSIOTHERAPY | 1 | PRINCIP ENGINEERING | PRINCIP ENGINEERING | STOR 250869 | USA | PRINCIP ENGINEERING |  | 2026-03-12 | PT 76 | 1 | 2026-03-01 | 2027-03-01 | bar: MAR
123 |  |  | BEMS | B | - | ACT | C | H07 | BEMS | MOBILE HYDROCOLLATOR | MOBILE HYDROCOLLATOR | BA | PHYSIOTHERAPY | GF | ISH/BE/02179 | HOSPITAL | 23500 |  | 2026-03-12 | 0 | PHYSIOTHERAPY | CHATTANOOGA | M2 | T5288 | PHYSIOTHERAPY | 1 | PRINCIP ENGINEERING | PRINCIP ENGINEERING | STOR 250869 | USA | PRINCIP ENGINEERING |  | 2026-03-12 | PT 77 | 1 | 2026-03-01 | 2027-03-01 | bar: MAR
124 |  | 17816 | BEMS | B | - | ACT | C | H07 | BEMS | SIT TO STAND WHEELCHAIR | SIT TO STAND WHEELCHAIR | BA | PHYSIOTHERAPY | GF | ISH/BE/02203 | HOSPITAL | 46000 |  | 2026-04-30 | 0 | PHYSIOTHERAPY | DRACO | DRACO 18"(SW-MR2-18) | MR2-2410 JI 0008 | PHYSIOTHERAPY | 1 | PRINCIP ENGINEERING | PRINCIP ENGINEERING | STOR 252225 | TAIWAN | PRINCIP ENGINEERING |  | 2026-04-30 | PT 78 | 2 | 2026-04-01 | 2027-04-01 | bar: APR
125 |  |  | BEMS | B | - | ACT | C | H07 | BEMS | 3 IN 1 STEPPER | 3 IN 1 STEPPER | BA | PHYSIOTHERAPY | GF | ISH/BE/02211 | HOSPITAL | 12000 |  | 2026-05-14 | 0 | PHYSIOTHERAPY | SOLE | SOL-SC200 | 13121405-10 | PHYSIOTHERAPY | 1 | PRINCIP ENGINEERING | PRINCIP ENGINEERING | STOR 252225 | TAIWAN | PRINCIP ENGINEERING |  | 2026-05-14 | PT 79 | 1 | 2026-05-01 | 2027-05-01 | bar: MAY
126 |  |  | BEMS | B | - | ACT | C | H07 | BEMS | ELECTRICAL COUCH | ELECTRICAL COUCH | BA | PHYSIOTHERAPY | GF | ISH/BE/02269 | HOSPITAL | 6800 |  | 2026-07-06 | 0 | PHYSIOTHERAPY | SILVERFOX | 2211-301 | SX 6036842 | PHYSIOTHERAPY | 1 | PRINCIP ENGINEERING | PRINCIP ENGINEERING | STOR 250868 | CHINA | PRINCIP ENGINEERING |  | 2026-07-06 | PT 80 | 1 | 2026-07-01 | 2027-07-01 | bar: JUL
127 |  |  | BEMS | B | - | ACT | C | H07 | BEMS | ELECTRICAL COUCH | ELECTRICAL COUCH | BA | PHYSIOTHERAPY | GF | ISH/BE/02270 | HOSPITAL | 6800 |  | 2026-07-06 | 0 | PHYSIOTHERAPY | SILVERFOX | 2211-301 | SX 6036841 | PHYSIOTHERAPY | 1 | PRINCIP ENGINEERING | PRINCIP ENGINEERING | STOR 250868 | CHINA | PRINCIP ENGINEERING |  | 2026-07-06 | PT 81 | 1 | 2026-07-01 | 2027-07-01 | bar: JUL
128 |  |  | BEMS | B | - | ACT | C | H07 | BEMS | ELECTRICAL COUCH | ELECTRICAL COUCH | BA | PHYSIOTHERAPY | GF | ISH/BE/02271 | HOSPITAL | 6800 |  | 2026-07-06 | 0 | PHYSIOTHERAPY | SILVERFOX | 2211-301 | SX 6036840 | PHYSIOTHERAPY | 1 | PRINCIP ENGINEERING | PRINCIP ENGINEERING | STOR 250868 | CHINA | PRINCIP ENGINEERING |  | 2026-07-06 | PT 82 | 1 | 2026-07-01 | 2027-07-01 | bar: JUL
129 |  |  | BEMS | B | - | ACT | C | H07 | BEMS | ELECTRICAL COUCH | ELECTRICAL COUCH | BA | PHYSIOTHERAPY | GF | ISH/BE/02272 | HOSPITAL | 6800 |  | 2026-07-06 | 0 | PHYSIOTHERAPY | SILVERFOX | 2211-301 | SX 6036850 | PHYSIOTHERAPY | 1 | PRINCIP ENGINEERING | PRINCIP ENGINEERING | STOR 250868 | CHINA | PRINCIP ENGINEERING |  | 2026-07-06 | PT 83 | 1 | 2026-07-01 | 2027-07-01 | bar: JUL
130 |  |  | BEMS | B | - | ACT | C | H07 | BEMS | ELECTRICAL COUCH | ELECTRICAL COUCH | BA | PHYSIOTHERAPY | GF | ISH/BE/02273 | HOSPITAL | 6800 |  | 2026-07-06 | 0 | PHYSIOTHERAPY | SILVERFOX | 2211-301 | SX 3069123 | PHYSIOTHERAPY | 1 | PRINCIP ENGINEERING | PRINCIP ENGINEERING | STOR 250868 | CHINA | PRINCIP ENGINEERING |  | 2026-07-06 | PT 84 | 1 | 2026-07-01 | 2027-07-01 | bar: JUL
131 |  |  | BEMS | B | - | ACT | C | H07 | BEMS | ELECTRICAL COUCH | ELECTRICAL COUCH | BA | PHYSIOTHERAPY | GF | ISH/BE/02274 | HOSPITAL | 6800 |  | 2026-07-06 | 0 | PHYSIOTHERAPY | SILVERFOX | 2211-301 | SX 3069126 | PHYSIOTHERAPY | 1 | PRINCIP ENGINEERING | PRINCIP ENGINEERING | STOR 250868 | CHINA | PRINCIP ENGINEERING |  | 2026-07-06 | PT 85 | 1 | 2026-07-01 | 2027-07-01 | bar: JUL
132 |  |  | BEMS | B | - | ACT | C | H07 | BEMS | ELECTRICAL COUCH | ELECTRICAL COUCH | BA | PHYSIOTHERAPY | GF | ISH/BE/02275 | HOSPITAL | 6800 |  | 2026-07-06 | 0 | PHYSIOTHERAPY | SILVERFOX | 2211-301 | SX 6036857 | PHYSIOTHERAPY | 1 | PRINCIP ENGINEERING | PRINCIP ENGINEERING | STOR 250868 | CHINA | PRINCIP ENGINEERING |  | 2026-07-06 | PT 86 | 1 | 2026-07-01 | 2027-07-01 | bar: JUL
133 |  | 14141 | BEMS | B | - | ACT | C | H07 | BEMS | TREADMILL | TREADMILL | BA | PHYSIOTHERAPY | GF | ISH/BE/02276 | HOSPITAL | 19000 |  | 2026-07-07 | 0 | PHYSIOTHERAPY | SOLE | SOLE F63 |  | PHYSIOTHERAPY | 1 | PRINCIP ENGINEERING | PRINCIP ENGINEERING | STOR 252225 | CHINA | PRINCIP ENGINEERING |  | 2026-07-07 | PT 87 | 1 | 2026-07-01 | 2027-07-01 | bar: JUL
134 |  | 13461 | BEMS | B | - | ACT | C | H07 | BEMS | WEIGHING SCALES | WEIGHING SCALES | BB | PREMIER WARD | L05 | ISH/BE/02192 | HOSPITAL | 7000 |  | 2026-04-22 | 0 | PREMIER WARD | SECA | SECA 952 | 10000001750822 | PREMIER WARD | 1 | HARMONI JAYA | HARMONI JAYA | STOR 252222 (FA) | GERMANY | PRINCIP ENGINEERING |  | 2026-04-22 | PW 47 | 1 | 2026-04-01 | 2027-04-01 | bar: APR
135 |  | 13215 | BEMS | B | - | ACT | C | H07 | BEMS | INFUSION PUMP | INFUSION PUMP | BB | PREMIER WARD | L05 | ISH/BE/02228 | HOSPITAL | 5000 |  | 2026-06-30 | 0 | PREMIER WARD | MEDCAPTAIN | AP-60 | 6222604000866 | PREMIER WARD | 1 | ONEHEART MEDIC SDN BHD | ONEHEART MEDIC SDN BHD | STOR 251796 | CHINA | ONEHEART MEDIC SDN BHD |  | 2026-06-30 | PW 48 | 2 | 2026-06-01 | 2026-12-01 | bar: JUN; DEC
136 |  | 13215 | BEMS | B | - | ACT | C | H07 | BEMS | INFUSION PUMP | INFUSION PUMP | BB | PREMIER WARD | L05 | ISH/BE/02229 | HOSPITAL | 5000 |  | 2026-06-30 | 0 | PREMIER WARD | MEDCAPTAIN | AP-60 | 6222604000882 | PREMIER WARD | 1 | ONEHEART MEDIC SDN BHD | ONEHEART MEDIC SDN BHD | STOR 251796 | CHINA | ONEHEART MEDIC SDN BHD |  | 2026-06-30 | PW 49 | 2 | 2026-06-01 | 2026-12-01 | bar: JUN; DEC
137 |  | 13360 | BEMS | B | - | ACT | C | H07 | BEMS | RESUSCITAITORS | RESUSCITAITORS | BA | WARD 1 | L01 | ISH/BE/02125 | HOSPITAL | 63600 |  | 2025-03-11 | 1 | WARD 1 | FANEM | AMPLA COLOR 2085 | JAV019333 | WARD 1 | 1 | GEMILANG AASIA TECHNOLOGY SDN BHD | GEMILANG AASIA TECHNOLOGY SDN BHD | STOR 242881 | BRAZIL | GEMILANG ASIA TECHNOLOGY SDN BHD |  | 2025-03-11 | R5 | 2 | 2026-03-01 | 2026-09-01 | bar: MAR; SEP
138 |  | 13250 | BEMS | B | - | ACT | C | H07 | BEMS | RADIANT WARMER | RADIANT WARMER | BA | WARD 1 | L01 | ISH/BE/02133 | HOSPITAL | 15000 |  | 2025-06-12 | 1 | WARD 1 | PHOENIX MEDICAL SYSTEM (P) LTD | NWS 101 | 32551 | WARD 1 | 1 | AL GLOBAL CORPORATION (M) SDN BHD | AL GLOBAL CORPORATION (M) SDN BHD | STOR 246577 (FA) | CHINA | AL GLOBAL CORPORATION (M) SDN BHD |  | 2025-06-12 | W 2 | 2 | 2026-06-01 | 2026-12-01 | bar: JUN; DEC
139 |  | 13462 | BEMS | B | - | ACT | C | H07 | BEMS | WEIGHING SCALES, BABY | WEIGHING SCALES, BABY | BA | WARD 1 | L01 | ISH/BE/02159 | HOSPITAL | 4700 |  | 2025-08-19 | 1 | WARD 1 | MARSDEN | M-400-80D | 22405288 | WARD 1 | 1 | PRINCIP ENGINEERING | PRINCIP ENGINEERING | STOR 242881 | UNITED KINGDOM | PRINCIP ENGINEERING |  | 2025-08-19 | SW7 | 1 | 2025-08-01 | 2026-08-01 | bar: AUG
140 |  | 12113 | BEMS | B | - | ACT | C | H07 | BEMS | INCUBATORS | INCUBATORS | BA | WARD 1 | L01 | ISH/BE/01767 | HOSPITAL | 45000 |  | 2023-03-13 | 3 | WARD 1 | DRAGER | ISOLETTE 8000 PLUS | DSSA-0113 | WARD 1 | 1 | DREAGER MALAYSIA SDN BHD | DREAGER MALAYSIA SDN BHD | STOR 207184 | GERMANY | DREAGER MALAYSIA SDN BHD |  | 2023-03-13 | I 11 | 2 | 2026-03-01 | 2026-09-01 | bar: MAR; SEP
141 |  | 13250 | BEMS | B | - | ACT | C | H07 | BEMS | RADIANT WARMER | RADIANT WARMER | BA | WARD 1 | L01 | ISH/BE/02180 | HOSPITAL | 13000 |  | 2026-03-13 | 0 | WARD 1 | PHOENIX MEDICAL SYSTEM (P) LTD | NWS 101 | 35388 | WARD 1 | 1 | REMEDIC SERVICES & SUPPLIES SDN BHD | REMEDIC SERVICES & SUPPLIES SDN BHD | STOR 250459 | CHINA | REMEDIC SERVICES & SUPPLIES SDN BHD |  | 2026-03-13 | W 3 | 2 | 2026-03-01 | 2026-09-01 | bar: MAR; SEP
142 |  | 11692 | BEMS | B | - | ACT | C | H07 | BEMS | FETAL DOPPLER | FETAL DOPPLER | BA | WARD 1 | L01 | ISH/BE/02181 | HOSPITAL | 5000 |  | 2026-03-27 | 0 | WARD 1 | EDAN | SONOTRAX BASIC A | 560042-M26204680006 | WARD 1 | 1 | HARMONI JAYA | HARMONI JAYA | STOR 250360 (FA) | USA | HARMONI JAYA |  | 2026-03-27 | D13 | 1 | 2026-03-01 | 2027-03-01 | bar: MAR
143 |  | 11692 | BEMS | B | - | ACT | C | H07 | BEMS | FETAL DOPPLER | FETAL DOPPLER | BA | WARD 1 | L01 | ISH/BE/02182 | HOSPITAL | PWP |  | 2026-03-27 | 0 | WARD 1 | EDAN | SONOTRAX BASIC A | 560042-M26204680007 | WARD 1 | 1 | HARMONI JAYA | HARMONI JAYA | STOR 250360 (FA) | USA | HARMONI JAYA |  | 2026-03-27 | D14 | 1 | 2026-03-01 | 2027-03-01 | bar: MAR
144 |  | 11692 | BEMS | B | - | ACT | C | H07 | BEMS | FETAL DOPPLER | FETAL DOPPLER | BA | WARD 1 | L01 | ISH/BE/02183 | HOSPITAL | PWP |  | 2026-03-27 | 0 | WARD 1 | EDAN | SONOTRAX BASIC A | 560042-M26204680008 | WARD 1 | 1 | HARMONI JAYA | HARMONI JAYA | STOR 250360 (FA) | USA | HARMONI JAYA |  | 2026-03-27 | D15 | 1 | 2026-03-01 | 2027-03-01 | bar: MAR
145 |  |  | BEMS | B | - | ACT | C | H07 | BEMS | CARDIOTOCOGRAPH | CARDIOTOCOGRAPH | BA | WARD 1 | L01 | ISH/BE/02190 | HOSPITAL | 18180 |  | 2026-04-16 | 0 | WARD 1 | EDAN | F15 | 461025-M25712400001 | WARD 1 | 1 | SAINS MEDIKA SDN BHD | SAINS MEDIKA SDN BHD | 251271 (ARIBA) | CHINA | SAINS MEDIKA SDN BHD |  | 2026-04-16 | CTG11 | 1 | 2026-04-01 | 2027-04-01 | bar: APR
146 |  |  | BEMS | B | - | ACT | C | H07 | BEMS | CARDIOTOCOGRAPH | CARDIOTOCOGRAPH | BA | WARD 1 | L01 | ISH/BE/02191 | HOSPITAL | 18180 |  | 2026-04-16 | 0 | WARD 1 | EDAN | F15 | 461025-M25712400002 | WARD 1 | 1 | SAINS MEDIKA SDN BHD | SAINS MEDIKA SDN BHD | 251271 (ARIBA) | CHINA | SAINS MEDIKA SDN BHD |  | 2026-04-16 | CTG12 | 1 | 2026-04-01 | 2027-04-01 | bar: APR
147 |  | 12276 | BEMS | B | - | ACT | C | H07 | BEMS | EXAMINATION LIGHT | EXAMINATION LIGHT | BA | WARD 1 | L01 | ISH/BE/02217 | HOSPITAL | 2120 |  | 2026-05-25 | 0 | WARD 1 | EASY WELL | KS-Q6 | 20200820085 | WARD 1 | 1 | HARMONI JAYA | HARMONI JAYA | STOR 254610 | CHINA | HARMONI JAYA |  | 2026-05-25 | HL 4 | 1 | 2026-05-01 | 2027-05-01 | bar: MAY
148 |  | 13037 | BEMS | B | - | ACT | C | H07 | BEMS | PHOTOTHERAPY UNIT | PHOTOTHERAPY UNIT | BA | WARD 1 | L01 | ISH/BE/02223 | HOSPITAL | 6680 |  | 2026-06-26 | 0 | WARD 1 | PHOENIX MEDICAL SYSTEM (P) LTD | BRILLIANCE PRO | 19065 | WARD 1 | 1 | REMEDIC SERVICES & SUPPLIES SDN BHD | REMEDIC SERVICES & SUPPLIES SDN BHD | STOR 252385 | INDIA | REMEDIC SERVICES & SUPPLIES SDN BHD |  | 2026-06-26 | 36 | 2 | 2026-06-01 | 2026-12-01 | bar: JUN; DEC
149 |  | 13037 | BEMS | B | - | ACT | C | H07 | BEMS | PHOTOTHERAPY UNIT | PHOTOTHERAPY UNIT | BA | WARD 1 | L01 | ISH/BE/02224 | HOSPITAL | 6680 |  | 2026-06-26 | 0 | WARD 1 | PHOENIX MEDICAL SYSTEM (P) LTD | BRILLIANCE PRO | 19063 | WARD 1 | 1 | REMEDIC SERVICES & SUPPLIES SDN BHD | REMEDIC SERVICES & SUPPLIES SDN BHD | STOR 252385 | INDIA | REMEDIC SERVICES & SUPPLIES SDN BHD |  | 2026-06-26 | 37 | 2 | 2026-06-01 | 2026-12-01 | bar: JUN; DEC
150 |  | 13037 | BEMS | B | - | ACT | C | H07 | BEMS | PHOTOTHERAPY UNIT | PHOTOTHERAPY UNIT | BA | WARD 1 | L01 | ISH/BE/02225 | HOSPITAL | 6680 |  | 2026-06-26 | 0 | WARD 1 | PHOENIX MEDICAL SYSTEM (P) LTD | BRILLIANCE PRO | 19064 | WARD 1 | 1 | REMEDIC SERVICES & SUPPLIES SDN BHD | REMEDIC SERVICES & SUPPLIES SDN BHD | STOR 252385 | INDIA | REMEDIC SERVICES & SUPPLIES SDN BHD |  | 2026-06-26 | 38 | 2 | 2026-06-01 | 2026-12-01 | bar: JUN; DEC
151 |  | 13215 | BEMS | B | - | ACT | C | H07 | BEMS | INFUSION PUMP | INFUSION PUMP | BA | WARD 1 | L01 | ISH/BE/02247 | HOSPITAL | 5000 |  | 2026-06-30 | 0 | WARD 1 | MEDCAPTAIN | AP-60 | 6222604000943 | WARD 1 | 1 | ONEHEART MEDIC SDN BHD | ONEHEART MEDIC SDN BHD | STOR 251622 | CHINA | ONEHEART MEDIC SDN BHD |  | 2026-06-30 | MCP 1 | 2 | 2026-06-01 | 2026-12-01 | bar: JUN; DEC
152 |  | 13215 | BEMS | B | - | ACT | C | H07 | BEMS | INFUSION PUMP | INFUSION PUMP | BA | WARD 1 | L01 | ISH/BE/02248 | HOSPITAL | 5000 |  | 2026-06-30 | 0 | WARD 1 | MEDCAPTAIN | AP-60 | 6222604000946 | WARD 1 | 1 | ONEHEART MEDIC SDN BHD | ONEHEART MEDIC SDN BHD | STOR 251622 | CHINA | ONEHEART MEDIC SDN BHD |  | 2026-06-30 | MCP 2 | 2 | 2026-06-01 | 2026-12-01 | bar: JUN; DEC
153 |  | 13215 | BEMS | B | - | ACT | C | H07 | BEMS | INFUSION PUMP | INFUSION PUMP | BA | WARD 1 | L01 | ISH/BE/02249 | HOSPITAL | 5000 |  | 2026-06-30 | 0 | WARD 1 | MEDCAPTAIN | AP-60 | 6222604000962 | WARD 1 | 1 | ONEHEART MEDIC SDN BHD | ONEHEART MEDIC SDN BHD | STOR 251622 | CHINA | ONEHEART MEDIC SDN BHD |  | 2026-06-30 | MCP 3 | 2 | 2026-06-01 | 2026-12-01 | bar: JUN; DEC
154 |  | 13215 | BEMS | B | - | ACT | C | H07 | BEMS | INFUSION PUMP | INFUSION PUMP | BA | WARD 1 | L01 | ISH/BE/02250 | HOSPITAL | 5000 |  | 2026-06-30 | 0 | WARD 1 | MEDCAPTAIN | AP-60 | 6222604000964 | WARD 1 | 1 | ONEHEART MEDIC SDN BHD | ONEHEART MEDIC SDN BHD | STOR 251622 | CHINA | ONEHEART MEDIC SDN BHD |  | 2026-06-30 | MCP 4 | 2 | 2026-06-01 | 2026-12-01 | bar: JUN; DEC
155 |  | 12276 | BEMS | B | - | ACT | C | H07 | BEMS | EXAMINATION LIGHT | EXAMINATION LIGHT | BA | WARD 3 | L02 | ISH/BE/02218 | HOSPITAL | 2120 |  | 2026-05-25 | 0 | WARD 3 | EASY WELL | KS-Q6 | 20200820087 | WARD 3 | 1 | HARMONI JAYA | HARMONI JAYA | STOR 254610 | CHINA | HARMONI JAYA |  | 2026-05-25 | WD3/68 | 1 | 2026-05-01 | 2027-05-01 | bar: MAY
156 |  | 17226 | BEMS | B | - | ACT | C | H07 | BEMS | ICING SYSTEM | ICING SYSTEM | BA | WARD 5 | L02 | ISH/BE/02184 | HOSPITAL | 29800 |  | 2026-03-30 | 0 | WARD 5 | SIGMAX | CE4000 | IMY250104 | WARD 5 | 1 | MALAYSIAN DIAGNOSTICS CORPORATION SDN BHD | MALAYSIAN DIAGNOSTICS CORPORATION SDN BHD | STOR 250646 (FA) | JAPAN | MALAYSIAN DIAGNOSTICS CORPORATION SDN BHD |  | 2026-03-30 | WD5/62 | 1 | 2026-03-01 | 2027-03-01 | bar: MAR
157 |  | 12276 | BEMS | B | - | ACT | C | H07 | BEMS | EXAMINATION LIGHT | EXAMINATION LIGHT | BA | WARD 5 | L02 | ISH/BE/02219 | HOSPITAL | 2120 |  | 2026-05-25 | 0 | WARD 5 | EASY WELL | KS-Q6 | 20200820092 | WARD 5 | 1 | HARMONI JAYA | HARMONI JAYA | STOR 254610 | CHINA | HARMONI JAYA |  | 2026-05-25 | WD5/63 | 1 | 2026-05-01 | 2027-05-01 | bar: MAY
158 |  | 13217 | BEMS | B | - | ACT | C | H07 | BEMS | SYRINGE PUMP | SYRINGE PUMP | BA | WARD 6 | L03 | ISH/BE/02260 | HOSPITAL | 5000 |  | 2026-06-30 | 0 | WARD 6 | MEDCAPTAIN | AP-30 | 6242604000603 | WARD 6 | 1 | ONEHEART MEDIC SDN BHD | ONEHEART MEDIC SDN BHD | STOR 251737 | CHINA | ONEHEART MEDIC SDN BHD |  | 2026-06-30 | WD6/34 | 2 | 2026-06-01 | 2026-12-01 | bar: JUN; DEC
159 |  | 13461 | BEMS | B | - | ACT | C | H07 | BEMS | WEIGHING SCALE | WEIGHING SCALE | BB | WARD 7A | L03 | ISH/BE/02167 | HOSPITAL | 5500 |  | 2025-11-12 | 1 | WARD 7A | SECA | SECA 952 | 10000001282063 | WARD 7A | 1 | HARMONI JAYA | HARMONI JAYA | STOR 246577 (FA) | GERMANY | HARMONI JAYA |  | 2025-11-12 | WD7A/53 | 1 | 2026-05-01 | 2026-11-01 | bar: MAY; NOV
160 |  | 13461 | BEMS | B | - | ACT | C | H07 | BEMS | WEIGHING SCALE | WEIGHING SCALE | BB | WARD 7A | L04 | ISH/BE/02168 | HOSPITAL | 5501 |  | 2025-11-13 | 1 | WARD 7A | SECA | SECA 953 | 10000001282063 | WARD 7A | 1 | HARMONI JAYA | HARMONI JAYA | STOR 246577 (FA) | GERMANY | HARMONI JAYA |  | 2025-11-13 | WD7A/54 | 2 | 2026-05-01 | 2026-11-01 | bar: MAY; NOV
161 |  | 13217 | BEMS | B | - | ACT | C | H07 | BEMS | SYRINGE PUMP | SYRINGE PUMP | BB | WARD 7A | L03 | ISH/BE/02261 | HOSPITAL | 5000 |  | 2026-06-30 | 0 | WARD 7A | MEDCAPTAIN | AP-30 | 6242604000604 | WARD 7A | 1 | ONEHEART MEDIC SDN BHD | ONEHEART MEDIC SDN BHD | STOR 251737 | CHINA | ONEHEART MEDIC SDN BHD |  | 2026-06-30 | WD7A/54 | 2 | 2026-06-01 | 2026-12-01 | bar: JUN; DEC
162 |  | 11407 | BEMS | B | - | ACT | C | H07 | BEMS | ELECTROCARDIOGRAPH | ELECTROCARDIOGRAPH | BB | WARD 7B | L03 | ISH/BE/02222 | HOSPITAL | 22000 |  | 2026-06-12 | 0 | WARD 7B | ADVANCED INSTRUMENTATIONS,INC | ECG 12C | 360721-M26420910005 | WARD 7B | 1 | SUN MEDICAL SYSTEM SDN BHD | SUN MEDICAL SYSTEM SDN BHD | STOR 250870 | USA | SUN MEDICAL SYSTEM SDN. BHD |  | 2026-06-12 | WD7B/71 | 2 | 2026-06-01 | 2026-12-01 | bar: JUN; DEC
163 |  | 12340 | BEMS | B | - | ACT | C | H08 | BEMS | LIGHT SOURCE | LIGHT SOURCE | BA | CAOT | L01 | ISH/BE/02281 | HOSPITAL | 31500 |  | 2026-07-14 | 0 | CAOT | SUNOPTIC | LED 4500 | 26051304 | CAOT | 1 | HUMEDICAL (M) SDN BHD | HUMEDICAL (M) SDN BHD | STOR 253751 | USA | HUMEDICAL (M) SDN BHD |  | 2026-07-14 | CAOT | 1 | 2026-07-01 | 2027-07-01 | bar: JUL
16 |  | 17424 | BEMS | B | - | ACT | C | H07 | BEMS | SCOPE BUDDY | SCOPE BUDDY | BB | DIAGNOSTIC CENTRE | L01 | ISH/BE/02160 | HOSPITAL | 11000 |  | 2025-09-03 | 1 | DIAGNOSTIC CENTRE | MEDIVATOR | EFAING | 13157681 | DIAGNOSTIC CENTRE | 0 | STERIS MALAYSIA SDN BHD | STERIS MALAYSIA SDN BHD | 242695 (FA)- ARIBA | USA | STERIS MALAYSIA SDN BHD |  | 2025-09-03 | DCSB 2 | 0
17 |  | 17424 | BEMS | B | - | ACT | C | H07 | BEMS | SCOPE BUDDY | SCOPE BUDDY | BB | DIAGNOSTIC CENTRE | L01 | ISH/BE/02161 | HOSPITAL | 11000 |  | 2025-09-03 | 1 | DIAGNOSTIC CENTRE | MEDIVATOR | EFAING | 13157682 | DIAGNOSTIC CENTRE | 0 | STERIS MALAYSIA SDN BHD | STERIS MALAYSIA SDN BHD | 242696 (FA)- ARIBA | USA | STERIS MALAYSIA SDN BHD |  | 2025-09-03 | DCSB 3 | 0
31 |  |  | BEMS | B | - | ACT | C | H07 | BEMS | DISTORTION PRODUCT OTO ACOUSTIC EMISSION | DISTORTION PRODUCT OTO ACOUSTIC EMISSION | BB | DIAGNOSTIC CENTRE | L08 | ISH/BE/02189 | HOSPITAL | 26000 |  | 2026-04-14 | 0 | DIAGNOSTIC CENTRE | GRASON STADLER | GS1 CORTI | G11011594 | DIAGNOSTIC CENTRE | 0 | MKS MEDIC SDN BHD | MKS MEDIC SDN BHD | STOR 251864 | USA | MKS MEDIC SDN BHD |  | 2026-04-14 | DPOAE3 | 2

## Migrate
No. | Asset No | Group Code/UMDNS | Service | Trade | System Code | Status | Critical Factor | Hospital | Work Group | Short Description | Long Description | Block/Building | Asset Location | Floor/Level | Permanent ID | Asset Owner | Asset Cost | Warranty Start Date | Warranty End Date | T&C Date | Purchase Date | Expected Life (Year) | User Area/Dept | Manufacturer/Brand | Model Number | Serial No | Department Description | With Schedule Maintenance | Supplier | Supplier Name | PO/LOA Number | Manufacturer Country | Sevice Vendor | code no | FREQ | LAST PPM DATE | NEXT PPM DATE | JAN | FEB | MAR | APR | MAY | JUN | JUL | AUG | SEP | OCT | NOV | DEC | A | B
1 |  | 12647 | BEMS | B | - | ACT | C | H07 | BEMS | PATIENT MONITORING SYSTEM | PATIENT MONITORING SYSTEM | BA | A&E | GF | ISH/BE/02267 | HOSPITAL | 54000 |  |  | 2026-07-03 | 2026-07-03 | 0 | A&E | NIHON KOHDEN | LIFESCOPE G7 CSM-1702K | 10560 | A&E | 1 | STAR MEDICAL SYSTEM (M) SDN BHD | STAR MEDICAL SYSTEM (M) SDN BHD | STOR 251626 | JAPAN | STAR MEDICAL SYSTEM (M) SDN BHD | AEPM 9 | 2 | 2026-07-01 | 2027-01-01 | [12 empty] | 2 | TRUE | bar: JAN; JUL
2 |  | 12647 | BEMS | B | - | ACT | C | H07 | BEMS | PATIENT MONITORING SYSTEM | PATIENT MONITORING SYSTEM | BA | A&E | GF | ISH/BE/02268 | HOSPITAL | 54000 |  |  | 2026-07-03 | 2026-07-03 | 0 | A&E | NIHON KOHDEN | LIFESCOPE G7 CSM-1702K | 10561 | A&E | 1 | STAR MEDICAL SYSTEM (M) SDN BHD | STAR MEDICAL SYSTEM (M) SDN BHD | STOR 251626 | JAPAN | STAR MEDICAL SYSTEM (M) SDN BHD | AEPM 10 | 2 | 2026-07-01 | 2027-01-01 | [12 empty] | 2 | TRUE | bar: JAN; JUL
3 |  |  | BEMS | B | - | ACT | C | H07 | BEMS | HYPER HYPOTHERMIA SYSTEM | HYPER HYPOTHERMIA SYSTEM | BA | CAOT | L01 | ISH/BE/02122 | HOSPITAL | 111477.74 |  |  | 2025-02-04 | 2025-02-04 | 1 | CAOT | EMMED | TRUECOOL PREMIUM | 2401-00132 | CAOT | 1 | GEMILANG ASIA TECHNOLOGY SDN BHD | GEMILANG ASIA TECHNOLOGY SDN BHD | STOR 232822 | POLAND | GEMILANG ASIA TECHNOLOGY SDN BHD | HPT2 | 2 | 2026-02-01 | 2026-08-01 | [12 empty] | 2 | TRUE | bar: FEB; AUG
4 |  | 13217 | BEMS | B | - | ACT | C | H07 | BEMS | SYRINGE PUMP | SYRINGE PUMP | BA | CAOT | L01 | ISH/BE/02123 | HOSPITAL | 4000 |  |  | 2025-02-26 | 2025-02-26 | 1 | CAOT | MEDCAPTAIN | HP 30 | 6002411000237 | CAOT | 1 | ONEHEART MEDIC SDN BHD | ONEHEART MEDIC SDN BHD | STOR 231798 | CHINA | ONEHEART MEDIC SDN BHD | CSP9 | 2 | 2026-02-01 | 2026-08-01 | [12 empty] | 2 | TRUE | bar: FEB; AUG
5 |  | 13217 | BEMS | B | - | ACT | C | H07 | BEMS | SYRINGE PUMP | SYRINGE PUMP | BA | CAOT | L01 | ISH/BE/02124 | HOSPITAL | 4000 |  |  | 2025-02-26 | 2025-02-26 | 1 | CAOT | MEDCAPTAIN | HP 30 | 6002411000247 | CAOT | 1 | ONEHEART MEDIC SDN BHD | ONEHEART MEDIC SDN BHD | STOR 231797 | CHINA | ONEHEART MEDIC SDN BHD | CSP10 | 2 | 2026-02-01 | 2026-08-01 | [12 empty] | 2 | TRUE | bar: FEB; AUG
6 |  | 13217 | BEMS | B | - | ACT | C | H07 | BEMS | SYRINGE PUMP | SYRINGE PUMP | BA | CICU | L01 | ISH/BE/02107 | HOSPITAL | 4000 |  |  | 2025-01-09 | 2025-01-09 | 1 | CICU | MEDCAPTAIN | HP 30 | 6002408000291 | CICU | 1 | ONEHEART MEDIC SDN BHD | ONEHEART MEDIC SDN BHD | STOR 232822 | CHINA | ONEHEART MEDIC SDN BHD | CP 22 | 2 | 2026-07-01 | 2027-01-01 | [12 empty] | 2 | TRUE | bar: JAN; JUL
7 |  | 13217 | BEMS | B | - | ACT | C | H07 | BEMS | SYRINGE PUMP | SYRINGE PUMP | BA | CICU | L01 | ISH/BE/02108 | HOSPITAL | 4000 |  |  | 2025-01-09 | 2025-01-09 | 1 | CICU | MEDCAPTAIN | HP 30 | 6002408000290 | CICU | 1 | ONEHEART MEDIC SDN BHD | ONEHEART MEDIC SDN BHD | STOR 234611 | CHINA | ONEHEART MEDIC SDN BHD | CP 23 | 2 | 2026-07-01 | 2027-01-01 | [12 empty] | 2 | TRUE | bar: JAN; JUL
8 |  | 13217 | BEMS | B | - | ACT | C | H07 | BEMS | SYRINGE PUMP | SYRINGE PUMP | BA | CICU | L01 | ISH/BE/02109 | HOSPITAL | 4000 |  |  | 2025-01-09 | 2025-01-09 | 1 | CICU | MEDCAPTAIN | HP 30 | 6002408000284 | CICU | 1 | ONEHEART MEDIC SDN BHD | ONEHEART MEDIC SDN BHD | STOR 229947 | CHINA | ONEHEART MEDIC SDN BHD | CP 24 | 2 | 2026-07-01 | 2027-01-01 | [12 empty] | 2 | TRUE | bar: JAN; JUL
9 |  |  | BEMS | B | - | ACT | C | H07 | BEMS | I-STAT | I-STAT | BA | CICU | L01 | ISH/BE/02221 | HOSPITAL | 68500 |  |  | 2026-06-04 | 2026-06-04 | 0 | CICU | ABBOTT | I-STAT ALINITY | 812888 | CICU | 1 | TRANSMEDIC HEALTHCARE SDN BHD | TRANSMEDIC HEALTHCARE SDN BHD | STOR 250539 |  | TRANSMEDIC HEALTHCARE SDN BHD | IS 5 | 2 | 2026-06-01 | 2026-12-01 | [12 empty] | 2 | TRUE | bar: JUN; DEC
10 |  | 17144 | BEMS | B | - | ACT | C | H07 | BEMS | CYSTOSCOPE | CYSTOSCOPE | BB | DIAGNOSTIC CENTRE | L01 | ISH/BE/02103 | HOSPITAL | 66205.1 |  |  | 2024-12-18 | 2024-12-18 | 2 | DIAGNOSTIC CENTRE | OLYMPUS | CYF-VH | 7449526 | DIAGNOSTIC CENTRE | 1 | OLYMPUS (M) SDN BHD | OLYMPUS (M) SDN BHD | STOR 234780 | JAPAN | OLYMPUS (M) SDN BHD | DCYS 2 | 1 | 2025-12-01 | 2026-12-01 | [12 empty] | 1 | TRUE | bar: DEC
11 |  | 18034 | BEMS | B | - | ACT | C | H07 | BEMS | VIDEO PROCESSOR | VIDEO PROCESSOR | BB | DIAGNOSTIC CENTRE | L01 | ISH/BE/02104 | HOSPITAL | 53793.13 |  |  | 2024-12-18 | 2024-12-18 | 2 | DIAGNOSTIC CENTRE | OLYMPUS | OTV-S200 | 7457611 | DIAGNOSTIC CENTRE | 1 | OLYMPUS (M) SDN BHD | OLYMPUS (M) SDN BHD | STOR 230802 | JAPAN | OLYMPUS (M) SDN BHD | DCVR 4 | 1 | 2025-11-01 | 2026-11-01 | [12 empty] | 1 | TRUE | bar: NOV
12 |  |  | BEMS | B | - | ACT | C | H07 | BEMS | FIBROSCAN | FIBROSCAN | BB | DIAGNOSTIC CENTRE | L01 | ISH/BE/02105 | HOSPITAL | 358000 |  |  | 2024-12-31 | 2024-12-31 | 2 | DIAGNOSTIC CENTRE | ECHOSENS | F430 | F96651 | DIAGNOSTIC CENTRE | 1 | UNITED ITALIAN TRADING (M) SDN BHD | UNITED ITALIAN TRADING (M) SDN BHD | STOR 241706 | USA | UNITED ITALIAN TRADING (M) SDN BHD | FS | 1 | 2025-12-01 | 2026-12-01 | [12 empty] | 1 | TRUE | bar: DEC
13 |  | 17723 | BEMS | B | - | ACT | C | H07 | BEMS | STRESS TEST SYSTEM | STRESS TEST SYSTEM | BB | DIAGNOSTIC CENTRE | L01 | ISH/BE/02126 | HOSPITAL | 122000 |  |  | 2025-03-14 | 2025-03-14 | 1 | DIAGNOSTIC CENTRE | NORAV MEDICAL | NORAV | D12851 | DIAGNOSTIC CENTRE | 1 | SUN MEDICAL SYSTEMS SDN. BHD | SUN MEDICAL SYSTEMS SDN. BHD | STOR 241707 | CHINA | SUN MEDICAL SYSTEM SDN. BHD | DCST 14 | 2 | 2026-03-01 | 2026-09-01 | [12 empty] | 2 | TRUE | bar: MAR; SEP
14 |  |  | BEMS | B | - | ACT | C | H07 | BEMS | ENDOSCOPE WARSHER | ENDOSCOPE WARSHER | BB | DIAGNOSTIC CENTRE | L01 | ISH/BE/02136 | HOSPITAL | 200000 |  |  | 2025-07-25 | 2025-07-25 | 1 | DIAGNOSTIC CENTRE | NOUVA S.B. SYSTEM SRL | GANDY 90 | 000054 | DIAGNOSTIC CENTRE | 1 | DIVAS MEDICAL SDN BHD | DIVAS MEDICAL SDN BHD | STOR 242666 (FA) | ITALY | DIVAS MEDICAL SDN BHD | DCWS2 | 2 | 2026-07-01 | 2027-01-01 | [12 empty] | 2 | TRUE | bar: JAN; JUL
15 |  | 15205 | BEMS | B | - | ACT | C | H07 | BEMS | SCOPE CABINET | SCOPE CABINET | BB | DIAGNOSTIC CENTRE | L01 | ISH/BE/02137 | HOSPITAL | 124000 |  |  | 2025-07-25 | 2025-07-25 | 1 | DIAGNOSTIC CENTRE | NOUVA S.B. SYSTEM SRL | GANDY ESC 9.H | 000030 | DIAGNOSTIC CENTRE | 1 | DIVAS MEDICAL SDN BHD | DIVAS MEDICAL SDN BHD | STOR 242666 (FA) | ITALY | DIVAS MEDICAL SDN BHD | DCSC1 | 1 | 2026-07-01 | 2027-07-01 | [12 empty] | 1 | TRUE | bar: JUL
18 |  | 17204 | BEMS | B | - | ACT | C | H07 | BEMS | SCANNING SYSTEMS, ULTRASONIC | SCANNING SYSTEMS, ULTRASONIC | BB | DIAGNOSTIC CENTRE | L01 | ISH/BE/02162 | HOSPITAL | 650000 |  |  | 2025-10-07 | 2025-10-07 | 1 | DIAGNOSTIC CENTRE | GE | VIVID E95 | AU89131 | DIAGNOSTIC CENTRE | 1 | I-MEDIC IMAGING SDN BHD | I-MEDIC IMAGING SDN BHD | STOR 245593 (FA) | GERMANY | I-MEDIC IMAGING SDN BHD | DCUS8 | 2 | 2026-04-01 | 2026-10-01 | [12 empty] | 2 | TRUE | bar: APR; OCT
19 |  | 17723 | BEMS | B | - | ACT | C | H07 | BEMS | STRESS TEST SYSTEM | STRESS TEST SYSTEM | BB | DIAGNOSTIC CENTRE | L01 | ISH/BE/02164 | HOSPITAL | 122000 |  |  | 2025-10-17 | 2025-10-17 | 1 | DIAGNOSTIC CENTRE | NORAV MEDICAL | NORAV | 379A24 | DIAGNOSTIC CENTRE | 1 | SUN MEDICAL SYSTEMS SDN. BHD | SUN MEDICAL SYSTEMS SDN. BHD | 242696 (FA)- ARIBA | CHINA | SUN MEDICAL SYSTEM SDN. BHD | DCST 15 | 2 | 2026-04-01 | 2026-10-01 | [12 empty] | 2 | TRUE | bar: APR; OCT
20 |  | 17723 | BEMS | B | - | ACT | C | H07 | BEMS | AUTOMATED BLOOD PRESSURE MONITOR FOR STRESS TEST | AUTOMATED BLOOD PRESSURE MONITOR FOR STRESS TEST | BB | DIAGNOSTIC CENTRE | L01 | ISH/BE/02164 | HOSPITAL | 11700 |  |  | 2025-11-10 | 2025-11-10 | 1 | DIAGNOSTIC CENTRE | SUNTECH MEDICAL | TANGO M2 | M00129994 | DIAGNOSTIC CENTRE | 1 | SUN MEDICAL SYSTEMS SDN. BHD | SUN MEDICAL SYSTEMS SDN. BHD | STOR 241707 (FA) | CHINA | SUN MEDICAL SYSTEM SDN. BHD | DCST 15 | 2 | 2026-05-01 | 2026-11-01 | [12 empty] | 2 | TRUE | bar: MAY; NOV
21 |  | 17723 | BEMS | B | - | ACT | C | H07 | BEMS | STRESS TEST SYSTEM | STRESS TEST SYSTEM | BB | DIAGNOSTIC CENTRE | L01 | ISH/BE/02165 | HOSPITAL | 122000 |  |  | 2025-10-17 | 2025-10-17 | 1 | DIAGNOSTIC CENTRE | NORAV MEDICAL | NORAV | 378A24 | DIAGNOSTIC CENTRE | 1 | SUN MEDICAL SYSTEMS SDN. BHD | SUN MEDICAL SYSTEMS SDN. BHD | STOR 243404 (FA) | CHINA | SUN MEDICAL SYSTEM SDN. BHD | DCST 16 | 2 | 2026-04-01 | 2026-10-01 | [12 empty] | 2 | TRUE | bar: APR; OCT
22 |  | 15205 | BEMS | B | - | ACT | C | H07 | BEMS | SCOPE CABINET | SCOPE CABINET | BB | DIAGNOSTIC CENTRE | L01 | ISH/BE/02166 | HOSPITAL | 124000 |  |  | 2025-11-06 | 2025-11-06 | 1 | DIAGNOSTIC CENTRE | NOUVA S.B. SYSTEM SRL | GANDY ESC 9.H | 000039 | DIAGNOSTIC CENTRE | 1 | DIVAS MEDICAL SDN BHD | DIVAS MEDICAL SDN BHD | STOR 227722 | ITALY | DIVAS MEDICAL SDN BHD | DCSC2 | 2 | 2026-05-01 | 2026-11-01 | [12 empty] | 2 | TRUE | bar: MAY; NOV
23 |  | 11359 | BEMS | B | - | ACT | C | H07 | BEMS | DUODENOSCOPE | DUODENOSCOPE | BB | DIAGNOSTIC CENTRE | L01 | ISH/BE/02169 | HOSPITAL | 149987.42 |  |  | 2025-11-20 | 2025-11-20 | 1 | DIAGNOSTIC CENTRE | OLYMPUS | TJF-Q190V | 2532680 | DIAGNOSTIC CENTRE | 1 | OLYMPUS (M) SDN BHD | OLYMPUS (M) SDN BHD | STOR 227941 | JAPAN | OLYMPUS (M) SDN BHD | DCDS 4 | 1 | 2025-11-01 | 2026-11-01 | [12 empty] | 1 | TRUE | bar: NOV
24 |  |  | BEMS | B | - | ACT | C | H07 | BEMS | ENDOSCOPE PROCESSOR & LIGHT SOURCE 6000 SYSTEM | ENDOSCOPE PROCESSOR & LIGHT SOURCE 6000 SYSTEM | BB | DIAGNOSTIC CENTRE | L01 | ISH/BE/02170 | HOSPITAL | 437500 |  |  | 2025-12-04 | 2025-12-04 | 0 | DIAGNOSTIC CENTRE | FUJIFILM | EP-6000 | 2V696K728 | DIAGNOSTIC CENTRE | 1 | WELLMEDIC HEALTHCARE SDN BHD | WELLMEDIC HEALTHCARE SDN BHD | 246732(FA)-ARIBA | JAPAN | WELLMEDIC HEALTHCARE SDN BHD | FES 1 | 2 | 2026-06-01 | 2026-12-01 | [12 empty] | 2 | TRUE | bar: JUN; DEC
25 |  |  | BEMS | B | - | ACT | C | H07 | BEMS | ENDOLINQ IRRIGATION PUMP | ENDOLINQ IRRIGATION PUMP | BB | DIAGNOSTIC CENTRE | L02 | ISH/BE/02171 | HOSPITAL |  |  |  | 2025-12-04 | 2025-12-04 | 0 | DIAGNOSTIC CENTRE | FUJIFILM | JSFP-P1 | FP012509001021 | DIAGNOSTIC CENTRE | 1 | WELLMEDIC HEALTHCARE SDN BHD | WELLMEDIC HEALTHCARE SDN BHD | 246732(FA)-ARIBA | JAPAN | WELLMEDIC HEALTHCARE SDN BHD | FES 1 | 2 | 2026-06-01 | 2026-12-01 | [12 empty] | 2 | TRUE | bar: JUN; DEC
26 |  | 15966 | BEMS | B | - | ACT | C | H07 | BEMS | LCD MONITOR | LCD MONITOR | BB | DIAGNOSTIC CENTRE | L03 | ISH/BE/02172 | HOSPITAL |  |  |  | 2025-12-04 | 2025-12-04 | 0 | DIAGNOSTIC CENTRE | BEACON | S3221P | B0494 | DIAGNOSTIC CENTRE | 1 | WELLMEDIC HEALTHCARE SDN BHD | WELLMEDIC HEALTHCARE SDN BHD | 246732(FA)-ARIBA | JAPAN | WELLMEDIC HEALTHCARE SDN BHD | FES 1 | 2 | 2026-06-01 | 2026-12-01 | [12 empty] | 2 | TRUE | bar: JUN; DEC
27 |  | 15966 | BEMS | B | - | ACT | C | H07 | BEMS | LCD MONITOR | LCD MONITOR | BB | DIAGNOSTIC CENTRE | L04 | ISH/BE/02173 | HOSPITAL | 29385 |  |  | 2025-12-04 | 2025-12-04 | 0 | DIAGNOSTIC CENTRE | BEACON | S3221P | B0351 | DIAGNOSTIC CENTRE | 1 | WELLMEDIC HEALTHCARE SDN BHD | WELLMEDIC HEALTHCARE SDN BHD | STOR 247121 (FA) | JAPAN | WELLMEDIC HEALTHCARE SDN BHD | FES 1 | 2 | 2026-06-01 | 2026-12-01 | [12 empty] | 2 | TRUE | bar: JUN; DEC
28 |  | 17663 | BEMS | B | - | ACT | C | H07 | BEMS | GASTROSCOPE | GASTROSCOPE | BB | DIAGNOSTIC CENTRE | L05 | ISH/BE/02174 | HOSPITAL |  |  |  | 2025-12-04 | 2025-12-04 | 0 | DIAGNOSTIC CENTRE | FUJIFILM | EG-760R | RG402K005 | DIAGNOSTIC CENTRE | 1 | WELLMEDIC HEALTHCARE SDN BHD | WELLMEDIC HEALTHCARE SDN BHD | 246732(FA)-ARIBA | JAPAN | WELLMEDIC HEALTHCARE SDN BHD | DCGF 1 | 2 | 2026-06-01 | 2026-12-01 | [12 empty] | 2 | TRUE | bar: JUN; DEC
29 |  | 17665 | BEMS | B | - | ACT | C | H07 | BEMS | COLONOSCOPE | COLONOSCOPE | BB | DIAGNOSTIC CENTRE | L06 | ISH/BE/02175 | HOSPITAL |  |  |  | 2025-12-04 | 2025-12-04 | 0 | DIAGNOSTIC CENTRE | FUJIFILM | EC-760R-V/L | LC29K596 | DIAGNOSTIC CENTRE | 1 | WELLMEDIC HEALTHCARE SDN BHD | WELLMEDIC HEALTHCARE SDN BHD | 246732(FA)-ARIBA | JAPAN | WELLMEDIC HEALTHCARE SDN BHD | DCCF 1 | 2 | 2026-06-01 | 2026-12-01 | [12 empty] | 2 | TRUE | bar: JUN; DEC
30 |  |  | BEMS | B | - | ACT | C | H07 | BEMS | REPORTING SYSTEM | REPORTING SYSTEM | BB | DIAGNOSTIC CENTRE | L07 | ISH/BE/02185 | HOSPITAL | 118500 |  |  | 2026-04-01 | 2026-04-01 | 0 | DIAGNOSTIC CENTRE | MIDS | MIDS | H-4CE606BCJX-M | DIAGNOSTIC CENTRE | 1 | WELLMEDIC HEALTHCARE SDN BHD | WELLMEDIC HEALTHCARE SDN BHD | 251272 | JAPAN | WELLMEDIC HEALTHCARE SDN BHD | RS3 | 2 | 2026-04-01 | 2026-10-01 | [12 empty] | 2 | TRUE | bar: APR; OCT
32 |  | 17204 | BEMS | B | - | ACT | C | H07 | BEMS | SCANNING SYSTEMS, ULTRASONIC | SCANNING SYSTEMS, ULTRASONIC | BB | DIAGNOSTIC CENTRE | L09 | ISH/BE/02215 | HOSPITAL | 650000 |  |  | 2026-05-14 | 2026-05-14 | 0 | DIAGNOSTIC CENTRE | GE | VIVID E95 | AU90119 | DIAGNOSTIC CENTRE | 1 | I MEDIC IMAGING SDN BHD | I MEDIC IMAGING SDN BHD | 252799 (ARIBA) | GERMAN | I MEDIC IMAGING SDN BHD | DCUS 9 | 2 | 2026-05-01 | 2026-11-01 | [12 empty] | 2 | TRUE | bar: MAY; NOV
33 |  | 17833 | BEMS | B | - | ACT | C | H07 | BEMS | MAMMOGRAPHY SYSTEM | MAMMOGRAPHY SYSTEM | BA | DIAGNOSTIC IMAGING | GF | ISH/BE/02134 | HOSPITAL | 1780000 |  |  | 2025-06-19 | 2025-06-19 | 1 | DIAGNOSTIC IMAGING | HOLOGIC | SELENIA DIMENSIONS 3D | 131501765 | DIAGNOSTIC IMAGING | 1 | INTEGRATED MEDICALSYSTEM SDN BHD | INTEGRATED MEDICALSYSTEM SDN BHD | STOR 227722 |  | INTEGRATED MEDICAL SYSTEM SDN BHD |  | 2 | 2026-06-01 | 2026-12-01 | [12 empty] | 2 | TRUE | bar: JUN; DEC
34 |  |  | BEMS | B | - | ACT | C | H07 | BEMS | GENERAL X-RAY | GENERAL X-RAY | BA | DIAGNOSTIC IMAGING | GF | ISH/BE/02135 | HOSPITAL | 730000 |  |  | 2025-06-23 | 2025-06-23 | 1 | DIAGNOSTIC IMAGING | SHIMADZU | RADSPEED PRO | MQ927DFE5008 | DIAGNOSTIC IMAGING | 1 | SHIMADZU (M) SDN BHD | SHIMADZU (M) SDN BHD | STOR 232037 | JAPAN | SHIMADZU (M) SDN BHD |  | 2 | 2026-06-01 | 2026-12-01 | [12 empty] | 2 | TRUE | bar: JUN; DEC
35 |  | 13461 | BEMS | B | - | ACT | C | H07 | BEMS | WEIGHING SCALE | WEIGHING SCALE | BA | DIAGNOSTIC IMAGING | GF | ISH/BE/02193 | HOSPITAL | 3600 |  |  | 2026-04-23 | 2026-04-23 | 0 | DIAGNOSTIC IMAGING | MARSDEN | M-125 | 22304450 | DIAGNOSTIC IMAGING | 1 | PRINCIP ENGINEERING | PRINCIP ENGINEERING | STOR 252226 | UK | PRINCIP ENGINEERING |  | 1 | 2026-04-01 | 2026-10-01 | [12 empty] | 1 | TRUE | bar: APR
36 |  | 11218 | BEMS | B | - | ACT | C | H07 | BEMS | HAEMODIALYSIS MACHINE | HAEMODIALYSIS MACHINE | BA | DIALYSIS CENTRE | GF | LOAN UNIT | HOSPITAL | [6 empty] | DIALYSIS CENTRE | NIKKISO | DBB-28 | J1504998 | DIALYSIS CENTRE | 1 |  |  | STOR 235532 |  |  | UNKNOWN LOAN | 3 | 2026-06-01 | 2026-10-01 | [12 empty] | 3 | TRUE | bar: FEB; JUN; OCT
37 |  | 11585 | BEMS | B | - | ACT | C | H07 | BEMS | ENT TREATMENT UNIT | ENT TREATMENT UNIT | BB | DR ARANJIT | L01 | ISH/BE/02277 | HOSPITAL | 327000 |  |  | 2026-07-08 | 2026-07-08 | 0 | DR ARANJIT | MEDSTAR | UE3000 | MSUE25071815P | DR ARANJIT | 1 | BIO PRO SERVICES | BIO PRO SERVICES | STOR 255173 | KOREA | BIO PRO SERVICES |  | 2 | 2026-07-01 | 2027-01-01 | [12 empty] | 2 | TRUE | bar: JAN; JUL
38 |  | 18037 | BEMS | B | - | ACT | C | H07 | BEMS | PROCESSOR IMAGE | PROCESSOR IMAGE | BB | DR ARANJIT | L01 | ISH/BE/02278 | HOSPITAL |  |  |  | 2026-07-08 | 2026-07-08 | 0 | DR ARANJIT | MEDSTAR | EN-1039 | 401550102T | DR ARANJIT | 1 | BIO PRO SERVICES | BIO PRO SERVICES | STOR 255173 | KOREA | BIO PRO SERVICES |  | 2 | 2026-07-01 | 2027-01-01 | [12 empty] | 2 | TRUE | bar: JAN; JUL
39 |  |  | BEMS | B | - | ACT | C | H07 | BEMS | CAMERA SYSTEM BUILT IN LED LIOGHTSOURCE | CAMERA SYSTEM BUILT IN LED LIOGHTSOURCE | BB | DR ARANJIT | L01 | ISH/BE/02279 | HOSPITAL |  |  |  | 2026-07-08 | 2026-07-08 | 0 | DR ARANJIT | MEDSTAR | ELICA III | LSD CI 01 | DR ARANJIT | 1 | BIO PRO SERVICES | BIO PRO SERVICES | STOR 255173 | KOREA | BIO PRO SERVICES |  | 2 | 2026-07-01 | 2027-01-01 | [12 empty] | 2 | TRUE | bar: JAN; JUL
40 |  | 12647 | BEMS | B | - | ACT | C | H07 | BEMS | PATIENT MONITORING SYSTEM | PATIENT MONITORING SYSTEM | BA | HDU | L02 | ISH/BE/02158 | HOSPITAL |  |  |  | 2025-07-11 | 2025-07-11 | 1 | HDU | MINDRAY | ePM 10 | AC7-52136436 | HDU | 1 | SCHMIDT BIOMED TECH SDN BHD | SCHMIDT BIOMED TECH SDN BHD | STOR 232822 | CHINA | SCHMIDT BIOMEDTECH SDN BHD | HDW M14 | 2 | 2026-07-01 | 2027-01-01 | [12 empty] | 2 | TRUE | bar: JAN; JUL
41 |  | 13217 | BEMS | B | - | ACT | C | H07 | BEMS | SYRINGE PUMP | SYRINGE PUMP | BA | HDU | L02 | ISH/BE/02212 | HOSPITAL | 5000 |  |  | 2026-05-14 | 2026-05-14 | 0 | HDU | MEDCAPTAIN | AP-30 | 6242509001449 | HDU | 1 | ONEHEART MEDIC SDN BHD | ONEHEART MEDIC SDN BHD | STOR 251917 | CHINA | ONEHEART MEDIC SDN BHD | HDU P13 | 2 | 2026-05-01 | 2026-11-01 | [12 empty] | 2 | TRUE | bar: MAY; NOV
42 |  | 13217 | BEMS | B | - | ACT | C | H07 | BEMS | SYRINGE PUMP | SYRINGE PUMP | BA | HDU | L02 | ISH/BE/02213 | HOSPITAL | 5000 |  |  | 2026-05-14 | 2026-05-14 | 0 | HDU | MEDCAPTAIN | AP-30 | 6242509000955 | HDU | 1 | ONEHEART MEDIC SDN BHD | ONEHEART MEDIC SDN BHD | STOR 251742 | CHINA | ONEHEART MEDIC SDN BHD | HDU P14 | 2 | 2026-05-01 | 2026-11-01 | [12 empty] | 2 | TRUE | bar: MAY; NOV
43 |  | 13215 | BEMS | B | - | ACT | C | H07 | BEMS | INFUSION PUMP | INFUSION PUMP | BA | HDU | L02 | ISH/BE/02214 | HOSPITAL | 5000 |  |  | 2026-05-14 | 2026-05-14 | 0 | HDU | MEDCAPTAIN | AP-60 | 6222601000806 | HDU | 1 | ONEHEART MEDIC SDN BHD | ONEHEART MEDIC SDN BHD | STOR 251919 | CHINA | ONEHEART MEDIC SDN BHD | HDU P15 | 2 | 2026-05-01 | 2026-11-01 | [12 empty] | 2 | TRUE | bar: MAY; NOV
44 |  | 13215 | BEMS | B | - | ACT | C | H07 | BEMS | INFUSION PUMP | INFUSION PUMP | BA | HDU | L02 | ISH/BE/02226 | HOSPITAL | 5000 |  |  | 2026-06-30 | 2026-06-30 | 0 | HDU | MEDCAPTAIN | AP-60 | 6222604000840 | HDU | 1 | ONEHEART MEDIC SDN BHD | ONEHEART MEDIC SDN BHD | STOR 251794 | CHINA | ONEHEART MEDIC SDN BHD | HDU P20 | 2 | 2026-06-01 | 2026-12-01 | [12 empty] | 2 | TRUE | bar: JUN; DEC
45 |  | 13215 | BEMS | B | - | ACT | C | H07 | BEMS | INFUSION PUMP | INFUSION PUMP | BA | HDU | L02 | ISH/BE/02227 | HOSPITAL | 5000 |  |  | 2026-06-30 | 2026-06-30 | 0 | HDU | MEDCAPTAIN | AP-60 | 6222604000858 | HDU | 1 | ONEHEART MEDIC SDN BHD | ONEHEART MEDIC SDN BHD | STOR 251794 | CHINA | ONEHEART MEDIC SDN BHD | HDU P21 | 2 | 2026-06-01 | 2026-12-01 | [12 empty] | 2 | TRUE | bar: JUN; DEC
46 |  | 13217 | BEMS | B | - | ACT | C | H07 | BEMS | SYRINGE PUMP | SYRINGE PUMP | BA | HDU | L02 | ISH/BE/02256 | HOSPITAL | 5000 |  |  | 2026-06-30 | 2026-06-30 | 0 | HDU | MEDCAPTAIN | AP-30 | 6242604000566 | HDU | 1 | ONEHEART MEDIC SDN BHD | ONEHEART MEDIC SDN BHD | STOR 251737 | CHINA | ONEHEART MEDIC SDN BHD | HDU P16 | 2 | 2026-06-01 | 2026-12-01 | [12 empty] | 2 | TRUE | bar: JUN; DEC
47 |  | 13217 | BEMS | B | - | ACT | C | H07 | BEMS | SYRINGE PUMP | SYRINGE PUMP | BA | HDU | L02 | ISH/BE/02257 | HOSPITAL | 5000 |  |  | 2026-06-30 | 2026-06-30 | 0 | HDU | MEDCAPTAIN | AP-30 | 6242604000592 | HDU | 1 | ONEHEART MEDIC SDN BHD | ONEHEART MEDIC SDN BHD | STOR 251737 | CHINA | ONEHEART MEDIC SDN BHD | HDU P17 | 2 | 2026-06-01 | 2026-12-01 | [12 empty] | 2 | TRUE | bar: JUN; DEC
48 |  | 13217 | BEMS | B | - | ACT | C | H07 | BEMS | SYRINGE PUMP | SYRINGE PUMP | BA | HDU | L02 | ISH/BE/02258 | HOSPITAL | 5000 |  |  | 2026-06-30 | 2026-06-30 | 0 | HDU | MEDCAPTAIN | AP-30 | 6242604000600 | HDU | 1 | ONEHEART MEDIC SDN BHD | ONEHEART MEDIC SDN BHD | STOR 251737 | CHINA | ONEHEART MEDIC SDN BHD | HDU P18 | 2 | 2026-06-01 | 2026-12-01 | [12 empty] | 2 | TRUE | bar: JUN; DEC
49 |  | 13217 | BEMS | B | - | ACT | C | H07 | BEMS | SYRINGE PUMP | SYRINGE PUMP | BA | HDU | L02 | ISH/BE/02259 | HOSPITAL | 5000 |  |  | 2026-06-30 | 2026-06-30 | 0 | HDU | MEDCAPTAIN | AP-30 | 6242604000601 | HDU | 1 | ONEHEART MEDIC SDN BHD | ONEHEART MEDIC SDN BHD | STOR 251737 | CHINA | ONEHEART MEDIC SDN BHD | HDU P19 | 2 | 2026-06-01 | 2026-12-01 | [12 empty] | 2 | TRUE | bar: JUN; DEC
50 |  | 10347 | BEMS | B | - | ACT | C | H07 | BEMS | ELECTRICAL BEDS | ELECTRICAL BEDS | BA | ICU | L01 | ISH/BE/02114 | HOSPITAL | 28100 |  |  | 2025-01-23 | 2025-01-23 | 1 | ICU | MALVESTIO | 3720B | 20119020 | ICU | 1 | GEMILANG ASIA TECHNOLOGY SDN BHD | GEMILANG ASIA TECHNOLOGY SDN BHD | STOR 230358 | ITALY | GEMILANG ASIA TECHNOLOGY SDN BHD | ICUEB24 | 2 | 2026-07-01 | 2027-01-01 | [12 empty] | 2 | TRUE | bar: JAN; JUL
51 |  | 10347 | BEMS | B | - | ACT | C | H07 | BEMS | ELECTRICAL BEDS | ELECTRICAL BEDS | BA | ICU | L01 | ISH/BE/02115 | HOSPITAL | 28100 |  |  | 2025-01-23 | 2025-01-23 | 1 | ICU | MALVESTIO | 3720B | 20119021 | ICU | 1 | GEMILANG ASIA TECHNOLOGY SDN BHD | GEMILANG ASIA TECHNOLOGY SDN BHD | STOR 230358 | ITALY | GEMILANG ASIA TECHNOLOGY SDN BHD | ICUEB25 | 2 | 2026-07-01 | 2027-01-01 | [12 empty] | 2 | TRUE | bar: JAN; JUL
52 |  | 10347 | BEMS | B | - | ACT | C | H07 | BEMS | ELECTRICAL BEDS | ELECTRICAL BEDS | BA | ICU | L01 | ISH/BE/02116 | HOSPITAL | 28100 |  |  | 2025-01-23 | 2025-01-23 | 1 | ICU | MALVESTIO | 3720B | 20119022 | ICU | 1 | GEMILANG ASIA TECHNOLOGY SDN BHD | GEMILANG ASIA TECHNOLOGY SDN BHD | STOR 230358 | ITALY | GEMILANG ASIA TECHNOLOGY SDN BHD | ICUEB26 | 2 | 2026-07-01 | 2027-01-01 | [12 empty] | 2 | TRUE | bar: JAN; JUL
53 |  | 10347 | BEMS | B | - | ACT | C | H07 | BEMS | ELECTRICAL BEDS | ELECTRICAL BEDS | BA | ICU | L01 | ISH/BE/02117 | HOSPITAL | 28100 |  |  | 2025-01-23 | 2025-01-23 | 1 | ICU | MALVESTIO | 3720B | 20119023 | ICU | 1 | GEMILANG ASIA TECHNOLOGY SDN BHD | GEMILANG ASIA TECHNOLOGY SDN BHD | STOR 230801 | ITALY | GEMILANG ASIA TECHNOLOGY SDN BHD | ICUEB27 | 2 | 2026-07-01 | 2027-01-01 | [12 empty] | 2 | TRUE | bar: JAN; JUL
54 |  | 10347 | BEMS | B | - | ACT | C | H07 | BEMS | ELECTRICAL BEDS | ELECTRICAL BEDS | BA | ICU | L01 | ISH/BE/02118 | HOSPITAL | 28100 |  |  | 2025-01-23 | 2025-01-23 | 1 | ICU | MALVESTIO | 3720B | 20119024 | ICU | 1 | GEMILANG ASIA TECHNOLOGY SDN BHD | GEMILANG ASIA TECHNOLOGY SDN BHD | STOR 230801 | ITALY | GEMILANG ASIA TECHNOLOGY SDN BHD | ICUEB28 | 2 | 2026-07-01 | 2027-01-01 | [12 empty] | 2 | TRUE | bar: JAN; JUL
55 |  | 10347 | BEMS | B | - | ACT | C | H07 | BEMS | ELECTRICAL BEDS | ELECTRICAL BEDS | BA | ICU | L01 | ISH/BE/02119 | HOSPITAL | 28100 |  |  | 2025-01-23 | 2025-01-23 | 1 | ICU | MALVESTIO | 3720B | 20118925 | ICU | 1 | GEMILANG ASIA TECHNOLOGY SDN BHD | GEMILANG ASIA TECHNOLOGY SDN BHD | STOR 230801 | ITALY | GEMILANG ASIA TECHNOLOGY SDN BHD | ICUEB29 | 2 | 2026-07-01 | 2027-01-01 | [12 empty] | 2 | TRUE | bar: JAN; JUL
56 |  | 10347 | BEMS | B | - | ACT | C | H07 | BEMS | ELECTRICAL BEDS | ELECTRICAL BEDS | BA | ICU | L01 | ISH/BE/02120 | HOSPITAL | 28100 |  |  | 2025-01-23 | 2025-01-23 | 1 | ICU | MALVESTIO | 3720B | 20118926 | ICU | 1 | GEMILANG ASIA TECHNOLOGY SDN BHD | GEMILANG ASIA TECHNOLOGY SDN BHD | FOC | ITALY | GEMILANG ASIA TECHNOLOGY SDN BHD | ICUEB30 | 2 | 2026-07-01 | 2027-01-01 | [12 empty] | 2 | TRUE | bar: JAN; JUL
57 |  | 10347 | BEMS | B | - | ACT | C | H07 | BEMS | ELECTRICAL BEDS | ELECTRICAL BEDS | BA | ICU | L01 | ISH/BE/02121 | HOSPITAL | 28100 |  |  | 2025-01-23 | 2025-01-23 | 1 | ICU | MALVESTIO | 3720B | 20118927 | ICU | 1 | GEMILANG ASIA TECHNOLOGY SDN BHD | GEMILANG ASIA TECHNOLOGY SDN BHD | STOR 232822 | ITALY | GEMILANG ASIA TECHNOLOGY SDN BHD | ICUEB31 | 2 | 2026-07-01 | 2027-01-01 | [12 empty] | 2 | TRUE | bar: JAN; JUL
58 |  | 10969 | BEMS | B | - | ACT | C | H07 | BEMS | DVT PUMP | DVT PUMP | BA | ICU | L01 | ISH/BE/02186 | HOSPITAL | 8000 |  |  | 2026-04-10 | 2026-04-10 | 0 | ICU | DAESUNG MAREF | 4000S | 20051721 | ICU | 1 | GEMILANG ASIA TECHNOLOGY SDN BHD | GEMILANG ASIA TECHNOLOGY SDN BHD | STOR 252338 | KOREA | GEMILANG ASIA TECHNOLOGY SDN BHD | DVTP 6 | 2 | 2026-04-01 | 2026-10-01 | [12 empty] | 2 | TRUE | bar: APR; OCT
59 |  | 10969 | BEMS | B | - | ACT | C | H07 | BEMS | DVT PUMP | DVT PUMP | BA | ICU | L01 | ISH/BE/02187 | HOSPITAL | 8000 |  |  | 2026-04-10 | 2026-04-10 | 0 | ICU | DAESUNG MAREF | 4000S | 20051722 | ICU | 1 | GEMILANG ASIA TECHNOLOGY SDN BHD | GEMILANG ASIA TECHNOLOGY SDN BHD | STOR 252338 | KOREA | GEMILANG ASIA TECHNOLOGY SDN BHD | DVTP 7 | 2 | 2026-04-01 | 2026-10-01 | [12 empty] | 2 | TRUE | bar: APR; OCT
60 |  | 10969 | BEMS | B | - | ACT | C | H07 | BEMS | DVT PUMP | DVT PUMP | BA | ICU | L01 | ISH/BE/02188 | HOSPITAL | 8000 |  |  | 2026-04-10 | 2026-04-10 | 0 | ICU | DAESUNG MAREF | 4000S | 20058523 | ICU | 1 | GEMILANG ASIA TECHNOLOGY SDN BHD | GEMILANG ASIA TECHNOLOGY SDN BHD | STOR 252338 | KOREA | GEMILANG ASIA TECHNOLOGY SDN BHD | DVTP 8 | 2 | 2026-04-01 | 2026-10-01 | [12 empty] | 2 | TRUE | bar: APR; OCT
61 |  | 12068 | BEMS | B | - | ACT | C | H07 | BEMS | HYPER HYPOTHERMIA SYSTEM | HYPER HYPOTHERMIA SYSTEM | BA | ICU | L01 | ISH/BE/02194 | HOSPITAL | 99950 |  |  | 2026-04-24 | 2026-04-24 | 0 | ICU | EMMED | TRUECOOL PREMIUM | 2501-00169 | ICU | 1 | GEMILANG ASIA TECHNOLOGY SDN BHD | GEMILANG ASIA TECHNOLOGY SDN BHD | STOR 251052 | POLAND | GEMILANG ASIA TECHNOLOGY SDN BHD | HTP 3 | 2 | 2026-04-01 | 2026-10-01 | [12 empty] | 2 | TRUE | bar: APR; OCT
62 |  | 12068 | BEMS | B | - | ACT | C | H07 | BEMS | HYPER HYPOTHERMIA SYSTEM | HYPER HYPOTHERMIA SYSTEM | BA | ICU | L01 | ISH/BE/02195 | HOSPITAL | 99950 |  |  | 2026-04-24 | 2026-04-24 | 0 | ICU | EMMED | TRUECOOL PREMIUM | 2501-00170 | ICU | 1 | GEMILANG ASIA TECHNOLOGY SDN BHD | GEMILANG ASIA TECHNOLOGY SDN BHD | STOR 251051 | POLAND | GEMILANG ASIA TECHNOLOGY SDN BHD | HTP 4 | 2 | 2026-04-01 | 2026-10-01 | [12 empty] | 2 | TRUE | bar: APR; OCT
63 |  | 10414 | BEMS | B | - | ACT | C | H07 | BEMS | WARMING UNIT | WARMING SYSTEM | BA | ICU | L01 | ISH/BE/02197 | HOSPITAL | 7100 |  |  | 2026-04-30 | 2026-04-30 | 0 | ICU | TAPPA | TMS-W101 | 25085190001002 | ICU | 1 | GEMILANG ASIA TECHNOLOGY SDN BHD | GEMILANG ASIA TECHNOLOGY SDN BHD | STOR 252228 | CHINA | GEMILANG ASIA TECHNOLOGY SDN BHD | WA 2 | 2 | 2026-04-01 | 2026-10-01 | [12 empty] | 2 | TRUE | bar: APR; OCT
64 |  | 10414 | BEMS | B | - | ACT | C | H07 | BEMS | WARMING UNIT | WARMING SYSTEM | BA | ICU | L01 | ISH/BE/02198 | HOSPITAL | 7100 |  |  | 2026-04-30 | 2026-04-30 | 0 | ICU | TAPPA | TMS-W101 | 25085190001003 | ICU | 1 | GEMILANG ASIA TECHNOLOGY SDN BHD | GEMILANG ASIA TECHNOLOGY SDN BHD | STOR 252228 | CHINA | GEMILANG ASIA TECHNOLOGY SDN BHD | WA 3 | 2 | 2026-04-01 | 2026-10-01 | [12 empty] | 2 | TRUE | bar: APR; OCT
65 |  | 15709 | BEMS | B | - | ACT | C | H07 | BEMS | I-STAT | I-STAT | BA | ICU | L01 | ISH/BE/02220 | HOSPITAL | 68500 |  |  | 2026-06-04 | 2026-06-04 | 0 | ICU | ABBOTT | I-STAT ALINITY | 812889 | ICU | 1 | TRANSMEDIC HEALTHCARE SDN BHD | TRANSMEDIC HEALTHCARE SDN BHD | STOR 250543 |  | TRANSMEDIC HEALTHCARE SDN BHD | IS 4 | 2 | 2026-06-01 | 2026-12-01 | [12 empty] | 2 | TRUE | bar: JUN; DEC
66 |  | 13217 | BEMS | B | - | ACT | C | H07 | BEMS | SYRINGE PUMP | SYRINGE PUMP | BA | ICU | L01 | ISH/BE/02230 | HOSPITAL | 5000 |  |  | 2026-06-30 | 2026-06-30 | 0 | ICU | MEDCAPTAIN | AP-30 | 6242604000608 | ICU | 1 | ONEHEART MEDIC SDN BHD | ONEHEART MEDIC SDN BHD | STOR 251735 | CHINA | ONEHEART MEDIC SDN BHD | P 85 | 2 | 2026-06-01 | 2026-12-01 | [12 empty] | 2 | TRUE | bar: JUN; DEC
67 |  | 13217 | BEMS | B | - | ACT | C | H07 | BEMS | SYRINGE PUMP | SYRINGE PUMP | BA | ICU | L01 | ISH/BE/02231 | HOSPITAL | 5000 |  |  | 2026-06-30 | 2026-06-30 | 0 | ICU | MEDCAPTAIN | AP-30 | 6242604000611 | ICU | 1 | ONEHEART MEDIC SDN BHD | ONEHEART MEDIC SDN BHD | STOR 251735 | CHINA | ONEHEART MEDIC SDN BHD | P 86 | 2 | 2026-06-01 | 2026-12-01 | [12 empty] | 2 | TRUE | bar: JUN; DEC
68 |  | 13217 | BEMS | B | - | ACT | C | H07 | BEMS | SYRINGE PUMP | SYRINGE PUMP | BA | ICU | L01 | ISH/BE/02232 | HOSPITAL | 5000 |  |  | 2026-06-30 | 2026-06-30 | 0 | ICU | MEDCAPTAIN | AP-30 | 6242604000613 | ICU | 1 | ONEHEART MEDIC SDN BHD | ONEHEART MEDIC SDN BHD | STOR 251735 | CHINA | ONEHEART MEDIC SDN BHD | P 87 | 2 | 2026-06-01 | 2026-12-01 | [12 empty] | 2 | TRUE | bar: JUN; DEC
69 |  | 13217 | BEMS | B | - | ACT | C | H07 | BEMS | SYRINGE PUMP | SYRINGE PUMP | BA | ICU | L01 | ISH/BE/02233 | HOSPITAL | 5000 |  |  | 2026-06-30 | 2026-06-30 | 0 | ICU | MEDCAPTAIN | AP-30 | 6242604000615 | ICU | 1 | ONEHEART MEDIC SDN BHD | ONEHEART MEDIC SDN BHD | STOR 251735 | CHINA | ONEHEART MEDIC SDN BHD | P 88 | 2 | 2026-06-01 | 2026-12-01 | [12 empty] | 2 | TRUE | bar: JUN; DEC
70 |  | 13217 | BEMS | B | - | ACT | C | H07 | BEMS | SYRINGE PUMP | SYRINGE PUMP | BA | ICU | L01 | ISH/BE/02234 | HOSPITAL | 5000 |  |  | 2026-06-30 | 2026-06-30 | 0 | ICU | MEDCAPTAIN | AP-30 | 6242604000618 | ICU | 1 | ONEHEART MEDIC SDN BHD | ONEHEART MEDIC SDN BHD | STOR 251735 | CHINA | ONEHEART MEDIC SDN BHD | P 89 | 2 | 2026-06-01 | 2026-12-01 | [12 empty] | 2 | TRUE | bar: JUN; DEC
71 |  | 13217 | BEMS | B | - | ACT | C | H07 | BEMS | SYRINGE PUMP | SYRINGE PUMP | BA | ICU | L01 | ISH/BE/02235 | HOSPITAL | 5000 |  |  | 2026-06-30 | 2026-06-30 | 0 | ICU | MEDCAPTAIN | AP-30 | 6242604000619 | ICU | 1 | ONEHEART MEDIC SDN BHD | ONEHEART MEDIC SDN BHD | STOR 251735 | CHINA | ONEHEART MEDIC SDN BHD | P 90 | 2 | 2026-06-01 | 2026-12-01 | [12 empty] | 2 | TRUE | bar: JUN; DEC
72 |  | 13217 | BEMS | B | - | ACT | C | H07 | BEMS | SYRINGE PUMP | SYRINGE PUMP | BA | ICU | L01 | ISH/BE/02236 | HOSPITAL | 5000 |  |  | 2026-06-30 | 2026-06-30 | 0 | ICU | MEDCAPTAIN | AP-30 | 6242604000621 | ICU | 1 | ONEHEART MEDIC SDN BHD | ONEHEART MEDIC SDN BHD | STOR 251735 | CHINA | ONEHEART MEDIC SDN BHD | P 91 | 2 | 2026-06-01 | 2026-12-01 | [12 empty] | 2 | TRUE | bar: JUN; DEC
73 |  | 13217 | BEMS | B | - | ACT | C | H07 | BEMS | SYRINGE PUMP | SYRINGE PUMP | BA | ICU | L01 | ISH/BE/02237 | HOSPITAL | 5000 |  |  | 2026-06-30 | 2026-06-30 | 0 | ICU | MEDCAPTAIN | AP-30 | 6242604000628 | ICU | 1 | ONEHEART MEDIC SDN BHD | ONEHEART MEDIC SDN BHD | STOR 251735 | CHINA | ONEHEART MEDIC SDN BHD | P 92 | 2 | 2026-06-01 | 2026-12-01 | [12 empty] | 2 | TRUE | bar: JUN; DEC
74 |  | 13217 | BEMS | B | - | ACT | C | H07 | BEMS | SYRINGE PUMP | SYRINGE PUMP | BA | ICU | L01 | ISH/BE/02238 | HOSPITAL | 5000 |  |  | 2026-06-30 | 2026-06-30 | 0 | ICU | MEDCAPTAIN | AP-30 | 6242604000632 | ICU | 1 | ONEHEART MEDIC SDN BHD | ONEHEART MEDIC SDN BHD | STOR 251735 | CHINA | ONEHEART MEDIC SDN BHD | P 93 | 2 | 2026-06-01 | 2026-12-01 | [12 empty] | 2 | TRUE | bar: JUN; DEC
75 |  | 13217 | BEMS | B | - | ACT | C | H07 | BEMS | SYRINGE PUMP | SYRINGE PUMP | BA | ICU | L01 | ISH/BE/02239 | HOSPITAL | 5000 |  |  | 2026-06-30 | 2026-06-30 | 0 | ICU | MEDCAPTAIN | AP-30 | 6242604000637 | ICU | 1 | ONEHEART MEDIC SDN BHD | ONEHEART MEDIC SDN BHD | STOR 251735 | CHINA | ONEHEART MEDIC SDN BHD | P 94 | 2 | 2026-06-01 | 2026-12-01 | [12 empty] | 2 | TRUE | bar: JUN; DEC
76 |  | 13217 | BEMS | B | - | ACT | C | H07 | BEMS | SYRINGE PUMP | SYRINGE PUMP | BA | ICU | L01 | ISH/BE/02240 | HOSPITAL | 5000 |  |  | 2026-06-30 | 2026-06-30 | 0 | ICU | MEDCAPTAIN | AP-30 | 6242604000644 | ICU | 1 | ONEHEART MEDIC SDN BHD | ONEHEART MEDIC SDN BHD | STOR 251740 | CHINA | ONEHEART MEDIC SDN BHD | P 95 | 2 | 2026-06-01 | 2026-12-01 | [12 empty] | 2 | TRUE | bar: JUN; DEC
77 |  | 13217 | BEMS | B | - | ACT | C | H07 | BEMS | SYRINGE PUMP | SYRINGE PUMP | BA | ICU | L01 | ISH/BE/02241 | HOSPITAL | 5000 |  |  | 2026-06-30 | 2026-06-30 | 0 | ICU | MEDCAPTAIN | AP-30 | 6242604000651 | ICU | 1 | ONEHEART MEDIC SDN BHD | ONEHEART MEDIC SDN BHD | STOR 251740 | CHINA | ONEHEART MEDIC SDN BHD | P 96 | 2 | 2026-06-01 | 2026-12-01 | [12 empty] | 2 | TRUE | bar: JUN; DEC
78 |  | 13217 | BEMS | B | - | ACT | C | H07 | BEMS | SYRINGE PUMP | SYRINGE PUMP | BA | ICU | L01 | ISH/BE/02242 | HOSPITAL | 5000 |  |  | 2026-06-30 | 2026-06-30 | 0 | ICU | MEDCAPTAIN | AP-30 | 6242604000660 | ICU | 1 | ONEHEART MEDIC SDN BHD | ONEHEART MEDIC SDN BHD | STOR 251740 | CHINA | ONEHEART MEDIC SDN BHD | P 97 | 2 | 2026-06-01 | 2026-12-01 | [12 empty] | 2 | TRUE | bar: JUN; DEC
79 |  | 13217 | BEMS | B | - | ACT | C | H07 | BEMS | SYRINGE PUMP | SYRINGE PUMP | BA | ICU | L01 | ISH/BE/02243 | HOSPITAL | 5000 |  |  | 2026-06-30 | 2026-06-30 | 0 | ICU | MEDCAPTAIN | AP-30 | 6242604000665 | ICU | 1 | ONEHEART MEDIC SDN BHD | ONEHEART MEDIC SDN BHD | STOR 251740 | CHINA | ONEHEART MEDIC SDN BHD | P 98 | 2 | 2026-06-01 | 2026-12-01 | [12 empty] | 2 | TRUE | bar: JUN; DEC
80 |  | 13217 | BEMS | B | - | ACT | C | H07 | BEMS | SYRINGE PUMP | SYRINGE PUMP | BA | ICU | L01 | ISH/BE/02244 | HOSPITAL | 5000 |  |  | 2026-06-30 | 2026-06-30 | 0 | ICU | MEDCAPTAIN | AP-30 | 6242604000666 | ICU | 1 | ONEHEART MEDIC SDN BHD | ONEHEART MEDIC SDN BHD | STOR 251740 | CHINA | ONEHEART MEDIC SDN BHD | P 99 | 2 | 2026-06-01 | 2026-12-01 | [12 empty] | 2 | TRUE | bar: JUN; DEC
81 |  | 13215 | BEMS | B | - | ACT | C | H07 | BEMS | INFUSION PUMP | INFUSION PUMP | BA | ICU | L01 | ISH/BE/02251 | HOSPITAL | 5000 |  |  | 2026-06-30 | 2026-06-30 | 0 | ICU | MEDCAPTAIN | AP-60 | 6222604000895 | ICU | 1 | ONEHEART MEDIC SDN BHD | ONEHEART MEDIC SDN BHD | STOR 251620 | CHINA | ONEHEART MEDIC SDN BHD | P 100 | 2 | 2026-06-01 | 2026-12-01 | [12 empty] | 2 | TRUE | bar: JUN; DEC
82 |  | 13215 | BEMS | B | - | ACT | C | H07 | BEMS | INFUSION PUMP | INFUSION PUMP | BA | ICU | L01 | ISH/BE/02252 | HOSPITAL | 5000 |  |  | 2026-06-30 | 2026-06-30 | 0 | ICU | MEDCAPTAIN | AP-60 | 6222604000902 | ICU | 1 | ONEHEART MEDIC SDN BHD | ONEHEART MEDIC SDN BHD | STOR 251620 | CHINA | ONEHEART MEDIC SDN BHD | P 101 | 2 | 2026-06-01 | 2026-12-01 | [12 empty] | 2 | TRUE | bar: JUN; DEC
83 |  | 13215 | BEMS | B | - | ACT | C | H07 | BEMS | INFUSION PUMP | INFUSION PUMP | BA | ICU | L01 | ISH/BE/02253 | HOSPITAL | 5000 |  |  | 2026-06-30 | 2026-06-30 | 0 | ICU | MEDCAPTAIN | AP-60 | 6222604000914 | ICU | 1 | ONEHEART MEDIC SDN BHD | ONEHEART MEDIC SDN BHD | STOR 251620 | CHINA | ONEHEART MEDIC SDN BHD | P 102 | 2 | 2026-06-01 | 2026-12-01 | [12 empty] | 2 | TRUE | bar: JUN; DEC
84 |  | 13215 | BEMS | B | - | ACT | C | H07 | BEMS | INFUSION PUMP | INFUSION PUMP | BA | ICU | L01 | ISH/BE/02254 | HOSPITAL | 5000 |  |  | 2026-06-30 | 2026-06-30 | 0 | ICU | MEDCAPTAIN | AP-60 | 6222604000919 | ICU | 1 | ONEHEART MEDIC SDN BHD | ONEHEART MEDIC SDN BHD | STOR 251620 | CHINA | ONEHEART MEDIC SDN BHD | P 103 | 2 | 2026-06-01 | 2026-12-01 | [12 empty] | 2 | TRUE | bar: JUN; DEC
85 |  | 13215 | BEMS | B | - | ACT | C | H07 | BEMS | INFUSION PUMP | INFUSION PUMP | BA | ICU | L01 | ISH/BE/02255 | HOSPITAL | 5000 |  |  | 2026-06-30 | 2026-06-30 | 0 | ICU | MEDCAPTAIN | AP-60 | 6222604000922 | ICU | 1 | ONEHEART MEDIC SDN BHD | ONEHEART MEDIC SDN BHD | STOR 251620 | CHINA | ONEHEART MEDIC SDN BHD | P 104 | 2 | 2026-06-01 | 2026-12-01 | [12 empty] | 2 | TRUE | bar: JUN; DEC
86 |  |  | BEMS | B | - | ACT | C | H07 | BEMS | PUMP STATION | PUMP STATION | BA | ICU | L01 | ISH/BE/02262 | HOSPITAL | 5000 |  |  | 2026-06-30 | 2026-06-30 | 0 | ICU | MEDCAPTAIN | AP 80 | 6232603000607 | ICU | 1 | ONEHEART MEDIC SDN BHD | ONEHEART MEDIC SDN BHD | STOR 251621 | CHINA | ONEHEART MEDIC SDN BHD | PS 10 | 2 | 2026-06-01 | 2026-12-01 | [12 empty] | 2 | TRUE | bar: JUN; DEC
87 |  |  | BEMS | B | - | ACT | C | H07 | BEMS | PUMP STATION | PUMP STATION | BA | ICU | L01 | ISH/BE/02263 | HOSPITAL | 5000 |  |  | 2026-06-30 | 2026-06-30 | 0 | ICU | MEDCAPTAIN | AP 80 | 6232603000620 | ICU | 1 | ONEHEART MEDIC SDN BHD | ONEHEART MEDIC SDN BHD | STOR 251621 | CHINA | ONEHEART MEDIC SDN BHD | PS 11 | 2 | 2026-06-01 | 2026-12-01 | [12 empty] | 2 | TRUE | bar: JUN; DEC
88 |  |  | BEMS | B | - | ACT | C | H07 | BEMS | PUMP STATION | PUMP STATION | BA | ICU | L01 | ISH/BE/02264 | HOSPITAL | 5000 |  |  | 2026-06-30 | 2026-06-30 | 0 | ICU | MEDCAPTAIN | AP 80 | 6232603000628 | ICU | 1 | ONEHEART MEDIC SDN BHD | ONEHEART MEDIC SDN BHD | STOR 251621 | CHINA | ONEHEART MEDIC SDN BHD | PS 12 | 2 | 2026-06-01 | 2026-12-01 | [12 empty] | 2 | TRUE | bar: JUN; DEC
89 |  |  | BEMS | B | - | ACT | C | H07 | BEMS | PUMP STATION | PUMP STATION | BA | ICU | L01 | ISH/BE/02265 | HOSPITAL | 5000 |  |  | 2026-06-30 | 2026-06-30 | 0 | ICU | MEDCAPTAIN | AP 80 | 6232603000641 | ICU | 1 | ONEHEART MEDIC SDN BHD | ONEHEART MEDIC SDN BHD | STOR 251621 | CHINA | ONEHEART MEDIC SDN BHD | PS 13 | 2 | 2026-06-01 | 2026-12-01 | [12 empty] | 2 | TRUE | bar: JUN; DEC
90 |  |  | BEMS | B | - | ACT | C | H07 | BEMS | PUMP STATION | PUMP STATION | BA | ICU | L01 | ISH/BE/02266 | HOSPITAL | 5000 |  |  | 2026-06-30 | 2026-06-30 | 0 | ICU | MEDCAPTAIN | AP 80 | 6232603000646 | ICU | 1 | ONEHEART MEDIC SDN BHD | ONEHEART MEDIC SDN BHD | STOR 251621 | CHINA | ONEHEART MEDIC SDN BHD | PS 14 | 2 | 2026-06-01 | 2026-12-01 | [12 empty] | 2 | TRUE | bar: JUN; DEC
91 |  | 10134 | BEMS | B | - | ACT | C | H07 | BEMS | ANEASTHESIA UNITS | ANEASTHESIA UNITS | BA | OT | L01 | ISH/BE/02110 | HOSPITAL | 268000 |  |  | 2025-01-16 | 2025-01-16 | 1 | OT | GE DATEX OHMEDA | AISYS CS2 | APWD02518 | OT | 1 | INSAN BAKTI SDN BHD | INSAN BAKTI SDN BHD |  | GERMANY | INSAN BAKTI SDN BHD | A16 | 2 | 2026-07-01 | 2027-01-01 | [12 empty] | 2 | TRUE | bar: JAN; JUL
92 |  |  | BEMS | B | - | ACT | C | H07 | BEMS | SEVOFLURANE | SEVOFLURANE | BA | OT | L01 | ISH/BE/02111 | HOSPITAL |  |  |  | 2025-01-16 | 2025-01-16 | 1 | OT | ABBOTT | ALADIN CASSETTE | BGBD40344 | OT | 1 | INSAN BAKTI SDN BHD | INSAN BAKTI SDN BHD |  | GERMANY | INSAN BAKTI SDN BHD | SEVO 1 | 2 | 2026-07-01 | 2027-01-01 | [12 empty] | 2 | TRUE | bar: JAN; JUL
93 |  | 12647 | BEMS | B | - | ACT | C | H07 | BEMS | PATIENT MONITORING SYSTEM | PATIENT MONITORING SYSTEM | BA | OT | L01 | ISH/BE/02112 | HOSPITAL | 68000 |  |  | 2025-01-16 | 2025-01-16 | 1 | OT | GE CARESCAPE | B 650 | STF24100730HA | OT | 1 | INSAN BAKTI SDN BHD | INSAN BAKTI SDN BHD | STOR 237434 | GERMANY | INSAN BAKTI SDN BHD | MR 21 | 2 | 2026-07-01 | 2027-01-01 | [12 empty] | 2 | TRUE | bar: JAN; JUL
94 |  | 10447 | BEMS | B | - | ACT | C | H07 | BEMS | BLOOD WARMER | BLOOD WARMER | BA | OT | L01 | ISH/BE/02113 | HOSPITAL |  |  |  | 2025-01-16 | 2025-01-16 | 1 | OT | KEEWEL | FT1800 | EN12002014 | OT | 1 | INSAN BAKTI SDN BHD | INSAN BAKTI SDN BHD | STOR 237434 | GERMANY | INSAN BAKTI SDN BHD | BW 9 | 2 | 2026-07-01 | 2027-01-01 | [12 empty] | 2 | TRUE | bar: JAN; JUL
95 |  | 10414 | BEMS | B | - | ACT | C | H07 | BEMS | WARMING SYSTEM | WARMING SYSTEM | BA | OT | L01 | ISH/BE/02127 | HOSPITAL | 36788 |  |  | 2025-04-24 | 2025-04-24 | 1 | OT | STIHLER | ASTOPAD DUO 310 | AG14725 | OT | 1 | GEMILANG ASIA TECHNOLOGY | GEMILANG ASIA TECHNOLOGY | STOR 237434 | GERMANY | GEMILANG ASIA TECHNOLOGY | WT13 | 2 | 2026-04-01 | 2026-10-01 | [12 empty] | 2 | TRUE | bar: APR; OCT
96 |  | 10414 | BEMS | B | - | ACT | C | H07 | BEMS | WARMING SYSTEM | WARMING SYSTEM | BA | OT | L01 | ISH/BE/02128 | HOSPITAL | 36788 |  |  | 2025-04-24 | 2025-04-24 | 1 | OT | STIHLER | ASTOPAD DUO 310 | AG14726 | OT | 1 | GEMILANG ASIA TECHNOLOGY | GEMILANG ASIA TECHNOLOGY | STOR 239543 | GERMANY | GEMILANG ASIA TECHNOLOGY | WT14 | 2 | 2026-04-01 | 2026-10-01 | [12 empty] | 2 | TRUE | bar: APR; OCT
97 |  | 10414 | BEMS | B | - | ACT | C | H07 | BEMS | WARMING SYSTEM | WARMING SYSTEM | BA | OT | L01 | ISH/BE/02129 | HOSPITAL | 36788 |  |  | 2025-04-24 | 2025-04-24 | 1 | OT | STIHLER | ASTOPAD DUO 310 | AG14727 | OT | 1 | GEMILANG ASIA TECHNOLOGY | GEMILANG ASIA TECHNOLOGY | STOR 239543 | GERMANY | GEMILANG ASIA TECHNOLOGY | WT15 | 2 | 2026-04-01 | 2026-10-01 | [12 empty] | 2 | TRUE | bar: APR; OCT
98 |  | 10414 | BEMS | B | - | ACT | C | H07 | BEMS | WARMING SYSTEM | WARMING SYSTEM | BA | OT | L01 | ISH/BE/02130 | HOSPITAL | 17630 |  |  | 2025-06-06 | 2025-06-06 | 1 | OT | STIHLER | ASTOPAD DUO 310 | AG14563 | OT | 1 | GEMILANG ASIA TECHNOLOGY | GEMILANG ASIA TECHNOLOGY | STOR 239543 | GERMANY | GEMILANG ASIA TECHNOLOGY | WT16 | 2 | 2026-06-01 | 2026-12-01 | [12 empty] | 2 | TRUE | bar: JUN; DEC
99 |  | 10414 | BEMS | B | - | ACT | C | H07 | BEMS | WARMING SYSTEM | WARMING SYSTEM | BA | OT | L01 | ISH/BE/02131 | HOSPITAL | 17630 |  |  | 2025-06-06 | 2025-06-06 | 1 | OT | STIHLER | ASTOPAD DUO 310 | AG14597 | OT | 1 | GEMILANG ASIA TECHNOLOGY | GEMILANG ASIA TECHNOLOGY | STOR 244908 | GERMANY | GEMILANG ASIA TECHNOLOGY | WT17 | 2 | 2026-06-01 | 2026-12-01 | [12 empty] | 2 | TRUE | bar: JUN; DEC
100 |  | 10414 | BEMS | B | - | ACT | C | H07 | BEMS | WARMING SYSTEM | WARMING SYSTEM | BA | OT | L01 | ISH/BE/02132 | HOSPITAL | 17630 |  |  | 2025-06-06 | 2025-06-06 | 1 | OT | STIHLER | ASTOPAD DUO 310 | AG14598 | OT | 1 | GEMILANG ASIA TECHNOLOGY | GEMILANG ASIA TECHNOLOGY | STOR 245601 | GERMANY | GEMILANG ASIA TECHNOLOGY | WT18 | 2 | 2026-06-01 | 2026-12-01 | [12 empty] | 2 | TRUE | bar: JUN; DEC
101 |  | 13961 | BEMS | B | - | ACT | C | H07 | BEMS | OPERATING TABLE | OPERATING TABLE | BA | OT | L01 | ISH/BE/02163 | HOSPITAL | 18000 |  |  | 2025-10-16 | 2025-10-16 | 1 | OT | PLANTECH | OTPB-160 | 21070724 | OT | 1 | NAVIRA MEDITECH SDN BHD | NAVIRA MEDITECH SDN BHD | STOR 231791 | INDIA | NAVIRA MEDITECH SDN BHD | T15 | 2 | 2026-04-01 | 2026-10-01 | [12 empty] | 2 | TRUE | bar: APR; OCT
102 |  | 17001 | BEMS | B | - | ACT | C | H07 | BEMS | CAMERA HEAD | CAMERA HEAD | BA | OT | L01 | ISH/BE/02168 | HOSPITAL | 59815.8 |  |  | 2025-11-13 | 2025-11-13 | 1 | OT | OLYMPUS | CH-S200-08-LB | 7502636 | OT | 1 | OLYMPUS (M) SDN BHD | OLYMPUS (M) SDN BHD | STOR 232822 | JAPAN | OLYMPUS (MALAYSIA) SDN BHD |  | 1 | 2025-11-01 | 2026-11-01 | [12 empty] | 1 | TRUE | bar: NOV
103 |  |  | BEMS | B | - | ACT | C | H07 | BEMS | RADIO FREQUENCY PLASMA SURGICAL SYSTEM | RADIO FREQUENCY PLASMA SURGICAL SYSTEM | BA | OT | L01 | ISH/BE/02196 | HOSPITAL | 59800 |  |  | 2026-04-29 | 2026-04-29 | 0 | OT | JIANGSU BONSS MEDICAL | ARS700 | A70-2601101TMJ | OT | 1 | EVOMEDIC SDN BHD | EVOMEDIC SDN BHD | STOR 252339 | CHINA | EVOMEDIC SDN BHD | RF | 2 | 2026-04-01 | 2026-10-01 | [12 empty] | 2 | TRUE | bar: APR; OCT
104 |  | 10414 | BEMS | B | - | ACT | C | H07 | BEMS | WARMING UNIT | WARMING SYSTEM | BA | OT | L01 | ISH/BE/02199 | HOSPITAL | 7100 |  |  | 2026-04-30 | 2026-04-30 | 0 | OT | TAPPA | TMS-W101 | 25085190001006 | OT | 1 | GEMILANG ASIA TECHNOLOGY SDN BHD | GEMILANG ASIA TECHNOLOGY SDN BHD | STOR 252232 | CHINA | GEMILANG ASIA TECHNOLOGY SDN BHD | WT 19 | 2 | 2026-04-01 | 2026-10-01 | [12 empty] | 2 | TRUE | bar: APR; OCT
105 |  | 10414 | BEMS | B | - | ACT | C | H07 | BEMS | WARMING UNIT | WARMING SYSTEM | BA | OT | L01 | ISH/BE/02200 | HOSPITAL | 7100 |  |  | 2026-04-30 | 2026-04-30 | 0 | OT | TAPPA | TMS-W101 | 25085190001007 | OT | 1 | GEMILANG ASIA TECHNOLOGY SDN BHD | GEMILANG ASIA TECHNOLOGY SDN BHD | STOR 252232 | CHINA | GEMILANG ASIA TECHNOLOGY SDN BHD | WT 20 | 2 | 2026-04-01 | 2026-10-01 | [12 empty] | 2 | TRUE | bar: APR; OCT
106 |  | 10414 | BEMS | B | - | ACT | C | H07 | BEMS | WARMING UNIT | WARMING SYSTEM | BA | OT | L01 | ISH/BE/02201 | HOSPITAL | 7100 |  |  | 2026-04-30 | 2026-04-30 | 0 | OT | TAPPA | TMS-W101 | 25085190001008 | OT | 1 | GEMILANG ASIA TECHNOLOGY SDN BHD | GEMILANG ASIA TECHNOLOGY SDN BHD | STOR 252232 | CHINA | GEMILANG ASIA TECHNOLOGY SDN BHD | WT 21 | 2 | 2026-04-01 | 2026-10-01 | [12 empty] | 2 | TRUE | bar: APR; OCT
107 |  | 10414 | BEMS | B | - | ACT | C | H07 | BEMS | WARMING UNIT | WARMING SYSTEM | BA | OT | L01 | ISH/BE/02202 | HOSPITAL | 7100 |  |  | 2026-04-30 | 2026-04-30 | 0 | OT | TAPPA | TMS-W101 | 25085190001010 | OT | 1 | GEMILANG ASIA TECHNOLOGY SDN BHD | GEMILANG ASIA TECHNOLOGY SDN BHD | STOR 252232 | CHINA | GEMILANG ASIA TECHNOLOGY SDN BHD | WT 22 | 2 | 2026-04-01 | 2026-10-01 | [12 empty] | 2 | TRUE | bar: APR; OCT
108 |  | 10969 | BEMS | B | - | ACT | C | H07 | BEMS | DVT PUMP | DVT PUMP | BA | OT | L01 | ISH/BE/02204 | HOSPITAL | 8000 |  |  | 2026-05-06 | 2026-05-06 | 0 | OT | SCD 700 COMPRESSION SYSTEM UK | SCD 700 | V2574667JX | OT | 1 | ATALIS HEALTHCARE SDN BHD | ATALIS HEALTHCARE SDN BHD | STOR 252772 | UK | ATALIS HEALTHCARE SDN BHD | DVTP 9 | 1 | 2026-05-01 | 2026-11-01 | [12 empty] | 1 | TRUE | bar: MAY
109 |  | 18037 | BEMS | B | - | ACT | C | H07 | BEMS | IMAGE 1 S CONNECT II | IMAGE 1 S CONNECT II | BA | OT | L01 | ISH/BE/02205 | HOSPITAL | 621390 |  |  | 2026-05-08 | 2026-05-08 | 0 | OT | KARL STORZ | TC201EN | YK929255-P | OT | 1 | UMMI SURGICAL SDN BHD | UMMI SURGICAL SDN BHD | 252807 | GERMANY | UMMI SURGICAL SDN BHD | SC28 | 2 | 2026-05-01 | 2026-11-01 | [12 empty] | 2 | TRUE | bar: MAY; NOV
110 |  | 18037 | BEMS | B | - | ACT | C | H07 | BEMS | IMAGE 1 S 4U-LINK | IMAGE 1 S 4U-LINK | BA | OT | L01 | ISH/BE/02206 | HOSPITAL |  |  |  | 2026-05-08 | 2026-05-08 | 0 | OT | KARL STORZ | TC304 | YK929523-P | OT | 1 | UMMI SURGICAL SDN BHD | UMMI SURGICAL SDN BHD | 252807 | GERMANY | UMMI SURGICAL SDN BHD | SC28 | 2 | 2026-05-01 | 2026-11-01 | [12 empty] | 2 | TRUE | bar: MAY; NOV
111 |  |  | BEMS | B | - | ACT | C | H07 | BEMS | ENDOFLATOR® 50 SCB | ENDOFLATOR® 50 SCB | BA | OT | L01 | ISH/BE/02207 | HOSPITAL |  |  |  | 2026-05-08 | 2026-05-08 | 0 | OT | KARL STORZ | UI500S1 | XK20995 | OT | 1 | UMMI SURGICAL SDN BHD | UMMI SURGICAL SDN BHD | 252807 | GERMANY | UMMI SURGICAL SDN BHD | SC28 | 2 | 2026-05-01 | 2026-11-01 | [12 empty] | 2 | TRUE | bar: MAY; NOV
112 |  |  | BEMS | B | - | ACT | C | H07 | BEMS | COLD LIGHT FOUNTAIN POWER LED RUBINA | COLD LIGHT FOUNTAIN POWER LED RUBINA | BA | OT | L01 | ISH/BE/02208 | HOSPITAL |  |  |  | 2026-05-08 | 2026-05-08 | 0 | OT | KARL STORZ | TL400 | XK17492 | OT | 1 | UMMI SURGICAL SDN BHD | UMMI SURGICAL SDN BHD | 252807 | GERMANY | UMMI SURGICAL SDN BHD | SC28 | 2 | 2026-05-01 | 2026-11-01 | [12 empty] | 2 | TRUE | bar: MAY; NOV
113 |  | 16902 | BEMS | B | - | ACT | C | H07 | BEMS | AIDA SYSTEM | AIDA DOCUMENTATION | BA | OT | L01 | ISH/BE/02209 | HOSPITAL |  |  |  | 2026-05-08 | 2026-05-08 | 0 | OT | KARL STORZ | WD360-EN | XK5002024,P5WM218661 | OT | 1 | UMMI SURGICAL SDN BHD | UMMI SURGICAL SDN BHD | 252807 | GERMANY | UMMI SURGICAL SDN BHD | SC28 | 2 | 2026-05-01 | 2026-11-01 | [12 empty] | 2 | TRUE | bar: MAY; NOV
114 |  | 17001 | BEMS | B | - | ACT | C | H07 | BEMS | CAMERA HEAD 4K UHD | CAMERA HEAD 4K UHD | BA | OT | L01 | ISH/BE/02210 | HOSPITAL |  |  |  | 2026-05-08 | 2026-05-08 | 0 | OT | KARL STORZ | TH121 | ZK106856-K | OT | 1 | UMMI SURGICAL SDN BHD | UMMI SURGICAL SDN BHD | 252807 | GERMANY | UMMI SURGICAL SDN BHD | SC28 | 2 | 2026-05-01 | 2026-11-01 | [12 empty] | 2 | TRUE | bar: MAY; NOV
115 |  | 17879 | BEMS | B | - | ACT | C | H07 | BEMS | PORTABLE ULTRASOUND | PORTABLE ULTRASOUND | BA | OT | L01 | ISH/BE/02216 | HOSPITAL | 40000 |  |  | 2026-05-19 | 2026-05-19 | 0 | OT | GE | GE VSCAN AIR SL | VA020011794 | OT | 1 | INSAN BAKTI SDN BHD | INSAN BAKTI SDN BHD | 252797 ARIBA | USA | INSAN BAKTI SDN BHD | VSCAN 2 | 2 | 2026-05-01 | 2026-11-01 | [12 empty] | 2 | TRUE | bar: MAY; NOV
116 |  | 13931 | BEMS | B | - | ACT | C | H07 | BEMS | SYRINGE PUMP TCI | SYRINGE PUMP TCI | BA | OT | L01 | ISH/BE/02245 | HOSPITAL | 5000 |  |  | 2026-06-30 | 2026-06-30 | 0 | OT | MEDCAPTAIN | HP-TCI | 6002604002803 | OT | 1 | ONEHEART MEDIC SDN BHD | ONEHEART MEDIC SDN BHD | STOR 251795 | CHINA | ONEHEART MEDIC SDN BHD | TCI 7 | 2 | 2026-06-01 | 2026-12-01 | [12 empty] | 2 | TRUE | bar: JUN; DEC
117 |  | 13931 | BEMS | B | - | ACT | C | H07 | BEMS | SYRINGE PUMP TCI | SYRINGE PUMP TCI | BA | OT | L01 | ISH/BE/02246 | HOSPITAL | 5000 |  |  | 2026-06-30 | 2026-06-30 | 0 | OT | MEDCAPTAIN | HP-TCI | 6002604002793 | OT | 1 | ONEHEART MEDIC SDN BHD | ONEHEART MEDIC SDN BHD | STOR 251795 | CHINA | ONEHEART MEDIC SDN BHD | TCI 8 | 2 | 2026-06-01 | 2026-12-01 | [12 empty] | 2 | TRUE | bar: JUN; DEC
118 |  | 11758 | BEMS | B | - | ACT | C | H07 | BEMS | SURGICAL MOBILE C-ARM | SURGICAL MOBILE C-ARM | BA | OT | L01 | ISH/BE/02280 | HOSPITAL | 490000 |  |  | 2026-07-08 | 2026-07-08 | 0 | OT | SHIMADZU | GENORAY OSCAR 15 | ZEN-620005-10725 | OT | 1 | SHIMADZU MALAYSIA SDN BHD | SHIMADZU MALAYSIA SDN BHD | 251724 (ARIBA) | JAPAN | SHIMADZU MALAYSIA SDN BHD | X2-4 | 2 | 2026-07-01 | 2027-01-01 | [12 empty] | 2 | TRUE | bar: JAN; JUL
119 |  | 15786 | BEMS | B | - | ACT | C | H07 | BEMS | SEALING MACHINE | SEALING MACHINE | BA | OT CSSD | L01 | ISH/BE/02106 | HOSPITAL | 12000 |  |  | 2025-01-09 | 2025-01-09 | 1 | OT CSSD | EASYSEAL MEDICAL TECHNOLOGY | EF101-CR | D124B017 | OT CSSD | 1 | M3DILUXE HEALTHCARE SDN BHD | M3DILUXE HEALTHCARE SDN BHD | STOR 229947 | CHINA | M3DILUXE HEALTHCARE SDN BHD | SM 6 | 1 | 2026-07-01 | 2027-01-01 | [12 empty] | 1 | TRUE | bar: JAN
120 |  |  | BEMS | B | - | ACT | C | H07 | BEMS | FitMi CLINIC | FitMi CLINIC | BA | PHYSIOTHERAPY | GF | ISH/BE/02176 | HOSPITAL | 7600 |  |  | 2026-03-05 | 2026-03-05 | 0 | PHYSIOTHERAPY | FLINT REHABILITATION DEVICES LLC | FMH | 2025120002 | PHYSIOTHERAPY | 1 | GNT MEDIXCEL SDN BHD | GNT MEDIXCEL SDN BHD | STOR 250862 | USA | GNT MEDIXCEL SDN BHD | PT 74 | 1 | 2026-03-01 | 2027-03-01 | [12 empty] | 1 | TRUE | bar: MAR
121 |  |  | BEMS | B | - | ACT | C | H07 | BEMS | LusioMATE | LusioMATE | BA | PHYSIOTHERAPY | GF | ISH/BE/02177 | HOSPITAL | 16760 |  |  | 2026-03-05 | 2026-03-05 | 0 | PHYSIOTHERAPY | LUSIO TECHNOLOGY PTY LTD | LUSOMATE V2 | 2183.2184 | PHYSIOTHERAPY | 1 | GNT MEDIXCEL SDN BHD | GNT MEDIXCEL SDN BHD | STOR 250862 | USA | GNT MEDIXCEL SDN BHD | PT 75 | 1 | 2026-03-01 | 2027-03-01 | [12 empty] | 1 | TRUE | bar: MAR
122 |  | 14105 | BEMS | B | - | ACT | C | H07 | BEMS | TRACTION UNIT WITH TABLE | TRACTION UNIT WITH TABLE | BA | PHYSIOTHERAPY | GF | ISH/BE/02178 | HOSPITAL | 44800 |  |  | 2026-03-12 | 2026-03-12 | 0 | PHYSIOTHERAPY | CHATTANOOGA | 4749/TTET300 | T3555 | PHYSIOTHERAPY | 1 | PRINCIP ENGINEERING | PRINCIP ENGINEERING | STOR 250869 | USA | PRINCIP ENGINEERING | PT 76 | 1 | 2026-03-01 | 2027-03-01 | [12 empty] | 1 | TRUE | bar: MAR
123 |  |  | BEMS | B | - | ACT | C | H07 | BEMS | MOBILE HYDROCOLLATOR | MOBILE HYDROCOLLATOR | BA | PHYSIOTHERAPY | GF | ISH/BE/02179 | HOSPITAL | 23500 |  |  | 2026-03-12 | 2026-03-12 | 0 | PHYSIOTHERAPY | CHATTANOOGA | M2 | T5288 | PHYSIOTHERAPY | 1 | PRINCIP ENGINEERING | PRINCIP ENGINEERING | STOR 250869 | USA | PRINCIP ENGINEERING | PT 77 | 1 | 2026-03-01 | 2027-03-01 | [12 empty] | 1 | TRUE | bar: MAR
124 |  | 17816 | BEMS | B | - | ACT | C | H07 | BEMS | SIT TO STAND WHEELCHAIR | SIT TO STAND WHEELCHAIR | BA | PHYSIOTHERAPY | GF | ISH/BE/02203 | HOSPITAL | 46000 |  |  | 2026-04-30 | 2026-04-30 | 0 | PHYSIOTHERAPY | DRACO | DRACO 18"(SW-MR2-18) | MR2-2410 JI 0008 | PHYSIOTHERAPY | 1 | PRINCIP ENGINEERING | PRINCIP ENGINEERING | STOR 252225 | TAIWAN | PRINCIP ENGINEERING | PT 78 | 1 | 2026-04-01 | 2027-04-01 | [12 empty] | 1 | TRUE | bar: APR
125 |  |  | BEMS | B | - | ACT | C | H07 | BEMS | 3 IN 1 STEPPER | 3 IN 1 STEPPER | BA | PHYSIOTHERAPY | GF | ISH/BE/02211 | HOSPITAL | 12000 |  |  | 2026-05-14 | 2026-05-14 | 0 | PHYSIOTHERAPY | SOLE | SOL-SC200 | 13121405-10 | PHYSIOTHERAPY | 1 | PRINCIP ENGINEERING | PRINCIP ENGINEERING | STOR 252225 | TAIWAN | PRINCIP ENGINEERING | PT 79 | 1 | 2026-05-01 | 2027-05-01 | [12 empty] | 1 | TRUE | bar: MAY
126 |  |  | BEMS | B | - | ACT | C | H07 | BEMS | ELECTRICAL COUCH | ELECTRICAL COUCH | BA | PHYSIOTHERAPY | GF | ISH/BE/02269 | HOSPITAL | 6800 |  |  | 2026-07-06 | 2026-07-06 | 0 | PHYSIOTHERAPY | SILVERFOX | 2211-301 | SX 6036842 | PHYSIOTHERAPY | 1 | PRINCIP ENGINEERING | PRINCIP ENGINEERING | STOR 250868 | CHINA | PRINCIP ENGINEERING | PT 80 | 1 | 2026-07-01 | 2027-07-01 | [12 empty] | 1 | TRUE | bar: JUL
127 |  |  | BEMS | B | - | ACT | C | H07 | BEMS | ELECTRICAL COUCH | ELECTRICAL COUCH | BA | PHYSIOTHERAPY | GF | ISH/BE/02270 | HOSPITAL | 6800 |  |  | 2026-07-06 | 2026-07-06 | 0 | PHYSIOTHERAPY | SILVERFOX | 2211-301 | SX 6036841 | PHYSIOTHERAPY | 1 | PRINCIP ENGINEERING | PRINCIP ENGINEERING | STOR 250868 | CHINA | PRINCIP ENGINEERING | PT 81 | 1 | 2026-07-01 | 2027-07-01 | [12 empty] | 1 | TRUE | bar: JUL
128 |  |  | BEMS | B | - | ACT | C | H07 | BEMS | ELECTRICAL COUCH | ELECTRICAL COUCH | BA | PHYSIOTHERAPY | GF | ISH/BE/02271 | HOSPITAL | 6800 |  |  | 2026-07-06 | 2026-07-06 | 0 | PHYSIOTHERAPY | SILVERFOX | 2211-301 | SX 6036840 | PHYSIOTHERAPY | 1 | PRINCIP ENGINEERING | PRINCIP ENGINEERING | STOR 250868 | CHINA | PRINCIP ENGINEERING | PT 82 | 1 | 2026-07-01 | 2027-07-01 | [12 empty] | 1 | TRUE | bar: JUL
129 |  |  | BEMS | B | - | ACT | C | H07 | BEMS | ELECTRICAL COUCH | ELECTRICAL COUCH | BA | PHYSIOTHERAPY | GF | ISH/BE/02272 | HOSPITAL | 6800 |  |  | 2026-07-06 | 2026-07-06 | 0 | PHYSIOTHERAPY | SILVERFOX | 2211-301 | SX 6036850 | PHYSIOTHERAPY | 1 | PRINCIP ENGINEERING | PRINCIP ENGINEERING | STOR 250868 | CHINA | PRINCIP ENGINEERING | PT 83 | 1 | 2026-07-01 | 2027-07-01 | [12 empty] | 1 | TRUE | bar: JUL
130 |  |  | BEMS | B | - | ACT | C | H07 | BEMS | ELECTRICAL COUCH | ELECTRICAL COUCH | BA | PHYSIOTHERAPY | GF | ISH/BE/02273 | HOSPITAL | 6800 |  |  | 2026-07-06 | 2026-07-06 | 0 | PHYSIOTHERAPY | SILVERFOX | 2211-301 | SX 3069123 | PHYSIOTHERAPY | 1 | PRINCIP ENGINEERING | PRINCIP ENGINEERING | STOR 250868 | CHINA | PRINCIP ENGINEERING | PT 84 | 1 | 2026-07-01 | 2027-07-01 | [12 empty] | 1 | TRUE | bar: JUL
131 |  |  | BEMS | B | - | ACT | C | H07 | BEMS | ELECTRICAL COUCH | ELECTRICAL COUCH | BA | PHYSIOTHERAPY | GF | ISH/BE/02274 | HOSPITAL | 6800 |  |  | 2026-07-06 | 2026-07-06 | 0 | PHYSIOTHERAPY | SILVERFOX | 2211-301 | SX 3069126 | PHYSIOTHERAPY | 1 | PRINCIP ENGINEERING | PRINCIP ENGINEERING | STOR 250868 | CHINA | PRINCIP ENGINEERING | PT 85 | 1 | 2026-07-01 | 2027-07-01 | [12 empty] | 1 | TRUE | bar: JUL
132 |  |  | BEMS | B | - | ACT | C | H07 | BEMS | ELECTRICAL COUCH | ELECTRICAL COUCH | BA | PHYSIOTHERAPY | GF | ISH/BE/02275 | HOSPITAL | 6800 |  |  | 2026-07-06 | 2026-07-06 | 0 | PHYSIOTHERAPY | SILVERFOX | 2211-301 | SX 6036857 | PHYSIOTHERAPY | 1 | PRINCIP ENGINEERING | PRINCIP ENGINEERING | STOR 250868 | CHINA | PRINCIP ENGINEERING | PT 86 | 1 | 2026-07-01 | 2027-07-01 | [12 empty] | 1 | TRUE | bar: JUL
133 |  | 14141 | BEMS | B | - | ACT | C | H07 | BEMS | TREADMILL | TREADMILL | BA | PHYSIOTHERAPY | GF | ISH/BE/02276 | HOSPITAL | 19000 |  |  | 2026-07-07 | 2026-07-07 | 0 | PHYSIOTHERAPY | SOLE | SOLE F63 |  | PHYSIOTHERAPY | 1 | PRINCIP ENGINEERING | PRINCIP ENGINEERING | STOR 252225 | CHINA | PRINCIP ENGINEERING | PT 87 | 1 | 2026-07-01 | 2027-07-01 | [12 empty] | 1 | TRUE | bar: JUL
134 |  | 13461 | BEMS | B | - | ACT | C | H07 | BEMS | WEIGHING SCALES | WEIGHING SCALES | BB | PREMIER WARD | L05 | ISH/BE/02192 | HOSPITAL | 7000 |  |  | 2026-04-22 | 2026-04-22 | 0 | PREMIER WARD | SECA | SECA 952 | 10000001750822 | PREMIER WARD | 1 | HARMONI JAYA | HARMONI JAYA | STOR 252222 (FA) | GERMANY | PRINCIP ENGINEERING | PW 47 | 1 | 2026-04-01 | 2027-04-01 | [12 empty] | 1 | TRUE | bar: APR
135 |  | 13215 | BEMS | B | - | ACT | C | H07 | BEMS | INFUSION PUMP | INFUSION PUMP | BB | PREMIER WARD | L05 | ISH/BE/02228 | HOSPITAL | 5000 |  |  | 2026-06-30 | 2026-06-30 | 0 | PREMIER WARD | MEDCAPTAIN | AP-60 | 6222604000866 | PREMIER WARD | 1 | ONEHEART MEDIC SDN BHD | ONEHEART MEDIC SDN BHD | STOR 251796 | CHINA | ONEHEART MEDIC SDN BHD | PW 48 | 2 | 2026-06-01 | 2026-12-01 | [12 empty] | 2 | TRUE | bar: JUN; DEC
136 |  | 13215 | BEMS | B | - | ACT | C | H07 | BEMS | INFUSION PUMP | INFUSION PUMP | BB | PREMIER WARD | L05 | ISH/BE/02229 | HOSPITAL | 5000 |  |  | 2026-06-30 | 2026-06-30 | 0 | PREMIER WARD | MEDCAPTAIN | AP-60 | 6222604000882 | PREMIER WARD | 1 | ONEHEART MEDIC SDN BHD | ONEHEART MEDIC SDN BHD | STOR 251796 | CHINA | ONEHEART MEDIC SDN BHD | PW 49 | 2 | 2026-06-01 | 2026-12-01 | [12 empty] | 2 | TRUE | bar: JUN; DEC
137 |  | 13360 | BEMS | B | - | ACT | C | H07 | BEMS | RESUSCITAITORS | RESUSCITAITORS | BA | WARD 1 | L01 | ISH/BE/02125 | HOSPITAL | 63600 |  |  | 2025-03-11 | 2025-03-11 | 1 | WARD 1 | FANEM | AMPLA COLOR 2085 | JAV019333 | WARD 1 | 1 | GEMILANG AASIA TECHNOLOGY SDN BHD | GEMILANG AASIA TECHNOLOGY SDN BHD | STOR 242881 | BRAZIL | GEMILANG ASIA TECHNOLOGY SDN BHD | R5 | 2 | 2026-03-01 | 2026-09-01 | [12 empty] | 2 | TRUE | bar: MAR; SEP
138 |  | 13250 | BEMS | B | - | ACT | C | H07 | BEMS | RADIANT WARMER | RADIANT WARMER | BA | WARD 1 | L01 | ISH/BE/02133 | HOSPITAL | 15000 |  |  | 2025-06-12 | 2025-06-12 | 1 | WARD 1 | PHOENIX MEDICAL SYSTEM (P) LTD | NWS 101 | 32551 | WARD 1 | 1 | AL GLOBAL CORPORATION (M) SDN BHD | AL GLOBAL CORPORATION (M) SDN BHD | STOR 246577 (FA) | CHINA | AL GLOBAL CORPORATION (M) SDN BHD | W 2 | 2 | 2026-06-01 | 2026-12-01 | [12 empty] | 2 | TRUE | bar: JUN; DEC
139 |  | 13462 | BEMS | B | - | ACT | C | H07 | BEMS | WEIGHING SCALES, BABY | WEIGHING SCALES, BABY | BA | WARD 1 | L01 | ISH/BE/02159 | HOSPITAL | 4700 |  |  | 2025-08-19 | 2025-08-19 | 1 | WARD 1 | MARSDEN | M-400-80D | 22405288 | WARD 1 | 1 | PRINCIP ENGINEERING | PRINCIP ENGINEERING | STOR 242881 | UNITED KINGDOM | PRINCIP ENGINEERING | SW7 | 1 | 2025-08-01 | 2026-08-01 | [12 empty] | 1 | TRUE | bar: AUG
140 |  | 12113 | BEMS | B | - | ACT | C | H07 | BEMS | INCUBATORS | INCUBATORS | BA | WARD 1 | L01 | ISH/BE/01767 | HOSPITAL | 45000 |  |  | 2023-03-13 | 2023-03-13 | 3 | WARD 1 | DRAGER | ISOLETTE 8000 PLUS | DSSA-0113 | WARD 1 | 1 | DREAGER MALAYSIA SDN BHD | DREAGER MALAYSIA SDN BHD | STOR 207184 | GERMANY | DREAGER MALAYSIA SDN BHD | I 11 | 2 | 2026-03-01 | 2026-09-01 | [12 empty] | 2 | TRUE | bar: MAR; SEP
141 |  | 13250 | BEMS | B | - | ACT | C | H07 | BEMS | RADIANT WARMER | RADIANT WARMER | BA | WARD 1 | L01 | ISH/BE/02180 | HOSPITAL | 13000 |  |  | 2026-03-13 | 2026-03-13 | 0 | WARD 1 | PHOENIX MEDICAL SYSTEM (P) LTD | NWS 101 | 35388 | WARD 1 | 1 | REMEDIC SERVICES & SUPPLIES SDN BHD | REMEDIC SERVICES & SUPPLIES SDN BHD | STOR 250459 | CHINA | REMEDIC SERVICES & SUPPLIES SDN BHD | W 3 | 2 | 2026-03-01 | 2026-09-01 | [12 empty] | 2 | TRUE | bar: MAR; SEP
142 |  | 11692 | BEMS | B | - | ACT | C | H07 | BEMS | FETAL DOPPLER | FETAL DOPPLER | BA | WARD 1 | L01 | ISH/BE/02181 | HOSPITAL | 5000 |  |  | 2026-03-27 | 2026-03-27 | 0 | WARD 1 | EDAN | SONOTRAX BASIC A | 560042-M26204680006 | WARD 1 | 1 | HARMONI JAYA | HARMONI JAYA | STOR 250360 (FA) | USA | HARMONI JAYA | D13 | 1 | 2026-03-01 | 2027-03-01 | [12 empty] | 1 | TRUE | bar: MAR
143 |  | 11692 | BEMS | B | - | ACT | C | H07 | BEMS | FETAL DOPPLER | FETAL DOPPLER | BA | WARD 1 | L01 | ISH/BE/02182 | HOSPITAL |  |  |  | 2026-03-27 | 2026-03-27 | 0 | WARD 1 | EDAN | SONOTRAX BASIC A | 560042-M26204680007 | WARD 1 | 1 | HARMONI JAYA | HARMONI JAYA | STOR 250360 (FA) | USA | HARMONI JAYA | D14 | 1 | 2026-03-01 | 2027-03-01 | [12 empty] | 1 | TRUE | bar: MAR
144 |  | 11692 | BEMS | B | - | ACT | C | H07 | BEMS | FETAL DOPPLER | FETAL DOPPLER | BA | WARD 1 | L01 | ISH/BE/02183 | HOSPITAL |  |  |  | 2026-03-27 | 2026-03-27 | 0 | WARD 1 | EDAN | SONOTRAX BASIC A | 560042-M26204680008 | WARD 1 | 1 | HARMONI JAYA | HARMONI JAYA | STOR 250360 (FA) | USA | HARMONI JAYA | D15 | 1 | 2026-03-01 | 2027-03-01 | [12 empty] | 1 | TRUE | bar: MAR
145 |  |  | BEMS | B | - | ACT | C | H07 | BEMS | CARDIOTOCOGRAPH | CARDIOTOCOGRAPH | BA | WARD 1 | L01 | ISH/BE/02190 | HOSPITAL | 18180 |  |  | 2026-04-16 | 2026-04-16 | 0 | WARD 1 | EDAN | F15 | 461025-M25712400001 | WARD 1 | 1 | SAINS MEDIKA SDN BHD | SAINS MEDIKA SDN BHD | 251271 (ARIBA) | CHINA | SAINS MEDIKA SDN BHD | CTG11 | 1 | 2026-04-01 | 2027-04-01 | [12 empty] | 1 | TRUE | bar: APR
146 |  |  | BEMS | B | - | ACT | C | H07 | BEMS | CARDIOTOCOGRAPH | CARDIOTOCOGRAPH | BA | WARD 1 | L01 | ISH/BE/02191 | HOSPITAL | 18180 |  |  | 2026-04-16 | 2026-04-16 | 0 | WARD 1 | EDAN | F15 | 461025-M25712400002 | WARD 1 | 1 | SAINS MEDIKA SDN BHD | SAINS MEDIKA SDN BHD | 251271 (ARIBA) | CHINA | SAINS MEDIKA SDN BHD | CTG12 | 1 | 2026-04-01 | 2027-04-01 | [12 empty] | 1 | TRUE | bar: APR
147 |  | 12276 | BEMS | B | - | ACT | C | H07 | BEMS | EXAMINATION LIGHT | EXAMINATION LIGHT | BA | WARD 1 | L01 | ISH/BE/02217 | HOSPITAL | 2120 |  |  | 2026-05-25 | 2026-05-25 | 0 | WARD 1 | EASY WELL | KS-Q6 | 20200820085 | WARD 1 | 1 | HARMONI JAYA | HARMONI JAYA | STOR 254610 | CHINA | HARMONI JAYA | HL 4 | 1 | 2026-05-01 | 2027-05-01 | [12 empty] | 1 | TRUE | bar: MAY
148 |  | 13037 | BEMS | B | - | ACT | C | H07 | BEMS | PHOTOTHERAPY UNIT | PHOTOTHERAPY UNIT | BA | WARD 1 | L01 | ISH/BE/02223 | HOSPITAL | 6680 |  |  | 2026-06-26 | 2026-06-26 | 0 | WARD 1 | PHOENIX MEDICAL SYSTEM (P) LTD | BRILLIANCE PRO | 19065 | WARD 1 | 1 | REMEDIC SERVICES & SUPPLIES SDN BHD | REMEDIC SERVICES & SUPPLIES SDN BHD | STOR 252385 | INDIA | REMEDIC SERVICES & SUPPLIES SDN BHD | 36 | 2 | 2026-06-01 | 2026-12-01 | [12 empty] | 2 | TRUE | bar: JUN; DEC
149 |  | 13037 | BEMS | B | - | ACT | C | H07 | BEMS | PHOTOTHERAPY UNIT | PHOTOTHERAPY UNIT | BA | WARD 1 | L01 | ISH/BE/02224 | HOSPITAL | 6680 |  |  | 2026-06-26 | 2026-06-26 | 0 | WARD 1 | PHOENIX MEDICAL SYSTEM (P) LTD | BRILLIANCE PRO | 19063 | WARD 1 | 1 | REMEDIC SERVICES & SUPPLIES SDN BHD | REMEDIC SERVICES & SUPPLIES SDN BHD | STOR 252385 | INDIA | REMEDIC SERVICES & SUPPLIES SDN BHD | 37 | 2 | 2026-06-01 | 2026-12-01 | [12 empty] | 2 | TRUE | bar: JUN; DEC
150 |  | 13037 | BEMS | B | - | ACT | C | H07 | BEMS | PHOTOTHERAPY UNIT | PHOTOTHERAPY UNIT | BA | WARD 1 | L01 | ISH/BE/02225 | HOSPITAL | 6680 |  |  | 2026-06-26 | 2026-06-26 | 0 | WARD 1 | PHOENIX MEDICAL SYSTEM (P) LTD | BRILLIANCE PRO | 19064 | WARD 1 | 1 | REMEDIC SERVICES & SUPPLIES SDN BHD | REMEDIC SERVICES & SUPPLIES SDN BHD | STOR 252385 | INDIA | REMEDIC SERVICES & SUPPLIES SDN BHD | 38 | 2 | 2026-06-01 | 2026-12-01 | [12 empty] | 2 | TRUE | bar: JUN; DEC
151 |  | 13215 | BEMS | B | - | ACT | C | H07 | BEMS | INFUSION PUMP | INFUSION PUMP | BA | WARD 1 | L01 | ISH/BE/02247 | HOSPITAL | 5000 |  |  | 2026-06-30 | 2026-06-30 | 0 | WARD 1 | MEDCAPTAIN | AP-60 | 6222604000943 | WARD 1 | 1 | ONEHEART MEDIC SDN BHD | ONEHEART MEDIC SDN BHD | STOR 251622 | CHINA | ONEHEART MEDIC SDN BHD | MCP 1 | 2 | 2026-06-01 | 2026-12-01 | [12 empty] | 2 | TRUE | bar: JUN; DEC
152 |  | 13215 | BEMS | B | - | ACT | C | H07 | BEMS | INFUSION PUMP | INFUSION PUMP | BA | WARD 1 | L01 | ISH/BE/02248 | HOSPITAL | 5000 |  |  | 2026-06-30 | 2026-06-30 | 0 | WARD 1 | MEDCAPTAIN | AP-60 | 6222604000946 | WARD 1 | 1 | ONEHEART MEDIC SDN BHD | ONEHEART MEDIC SDN BHD | STOR 251622 | CHINA | ONEHEART MEDIC SDN BHD | MCP 2 | 2 | 2026-06-01 | 2026-12-01 | [12 empty] | 2 | TRUE | bar: JUN; DEC
153 |  | 13215 | BEMS | B | - | ACT | C | H07 | BEMS | INFUSION PUMP | INFUSION PUMP | BA | WARD 1 | L01 | ISH/BE/02249 | HOSPITAL | 5000 |  |  | 2026-06-30 | 2026-06-30 | 0 | WARD 1 | MEDCAPTAIN | AP-60 | 6222604000962 | WARD 1 | 1 | ONEHEART MEDIC SDN BHD | ONEHEART MEDIC SDN BHD | STOR 251622 | CHINA | ONEHEART MEDIC SDN BHD | MCP 3 | 2 | 2026-06-01 | 2026-12-01 | [12 empty] | 2 | TRUE | bar: JUN; DEC
154 |  | 13215 | BEMS | B | - | ACT | C | H07 | BEMS | INFUSION PUMP | INFUSION PUMP | BA | WARD 1 | L01 | ISH/BE/02250 | HOSPITAL | 5000 |  |  | 2026-06-30 | 2026-06-30 | 0 | WARD 1 | MEDCAPTAIN | AP-60 | 6222604000964 | WARD 1 | 1 | ONEHEART MEDIC SDN BHD | ONEHEART MEDIC SDN BHD | STOR 251622 | CHINA | ONEHEART MEDIC SDN BHD | MCP 4 | 2 | 2026-06-01 | 2026-12-01 | [12 empty] | 2 | TRUE | bar: JUN; DEC
155 |  | 12276 | BEMS | B | - | ACT | C | H07 | BEMS | EXAMINATION LIGHT | EXAMINATION LIGHT | BA | WARD 3 | L02 | ISH/BE/02218 | HOSPITAL | 2120 |  |  | 2026-05-25 | 2026-05-25 | 0 | WARD 3 | EASY WELL | KS-Q6 | 20200820087 | WARD 3 | 1 | HARMONI JAYA | HARMONI JAYA | STOR 254610 | CHINA | HARMONI JAYA | WD3/68 | 1 | 2026-05-01 | 2027-05-01 | [12 empty] | 1 | TRUE | bar: MAY
156 |  | 17226 | BEMS | B | - | ACT | C | H07 | BEMS | ICING SYSTEM | ICING SYSTEM | BA | WARD 5 | L02 | ISH/BE/02184 | HOSPITAL | 29800 |  |  | 2026-03-30 | 2026-03-30 | 0 | WARD 5 | SIGMAX | CE4000 | IMY250104 | WARD 5 | 1 | MALAYSIAN DIAGNOSTICS CORPORATION SDN BHD | MALAYSIAN DIAGNOSTICS CORPORATION SDN BHD | STOR 250646 (FA) | JAPAN | MALAYSIAN DIAGNOSTICS CORPORATION SDN BHD | WD5/62 | 1 | 2026-03-01 | 2027-03-01 | [12 empty] | 1 | TRUE | bar: MAR
157 |  | 12276 | BEMS | B | - | ACT | C | H07 | BEMS | EXAMINATION LIGHT | EXAMINATION LIGHT | BA | WARD 5 | L02 | ISH/BE/02219 | HOSPITAL | 2120 |  |  | 2026-05-25 | 2026-05-25 | 0 | WARD 5 | EASY WELL | KS-Q6 | 20200820092 | WARD 5 | 1 | HARMONI JAYA | HARMONI JAYA | STOR 254610 | CHINA | HARMONI JAYA | WD5/63 | 1 | 2026-05-01 | 2027-05-01 | [12 empty] | 1 | TRUE | bar: MAY
158 |  | 13217 | BEMS | B | - | ACT | C | H07 | BEMS | SYRINGE PUMP | SYRINGE PUMP | BA | WARD 6 | L03 | ISH/BE/02260 | HOSPITAL | 5000 |  |  | 2026-06-30 | 2026-06-30 | 0 | WARD 6 | MEDCAPTAIN | AP-30 | 6242604000603 | WARD 6 | 1 | ONEHEART MEDIC SDN BHD | ONEHEART MEDIC SDN BHD | STOR 251737 | CHINA | ONEHEART MEDIC SDN BHD | WD6/34 | 2 | 2026-06-01 | 2026-12-01 | [12 empty] | 2 | TRUE | bar: JUN; DEC
159 |  | 13461 | BEMS | B | - | ACT | C | H07 | BEMS | WEIGHING SCALE | WEIGHING SCALE | BB | WARD 7A | L03 | ISH/BE/02167 | HOSPITAL | 5500 |  |  | 2025-11-12 | 2025-11-12 | 1 | WARD 7A | SECA | SECA 952 | 10000001282063 | WARD 7A | 1 | HARMONI JAYA | HARMONI JAYA | STOR 246577 (FA) | GERMANY | HARMONI JAYA | WD7A/53 | 1 | 2026-05-01 | 2026-11-01 | [12 empty] | 1 | TRUE | bar: MAY; NOV
160 |  | 13461 | BEMS | B | - | ACT | C | H07 | BEMS | WEIGHING SCALE | WEIGHING SCALE | BB | WARD 7A | L04 | ISH/BE/02168 | HOSPITAL | 5501 |  |  | 2025-11-13 | 2025-11-13 | 1 | WARD 7A | SECA | SECA 953 | 10000001282063 | WARD 7A | 1 | HARMONI JAYA | HARMONI JAYA | STOR 246577 (FA) | GERMANY | HARMONI JAYA | WD7A/54 | 2 | 2026-05-01 | 2026-11-01 | [12 empty] | 2 | TRUE | bar: MAY; NOV
161 |  | 13217 | BEMS | B | - | ACT | C | H07 | BEMS | SYRINGE PUMP | SYRINGE PUMP | BB | WARD 7A | L03 | ISH/BE/02261 | HOSPITAL | 5000 |  |  | 2026-06-30 | 2026-06-30 | 0 | WARD 7A | MEDCAPTAIN | AP-30 | 6242604000604 | WARD 7A | 1 | ONEHEART MEDIC SDN BHD | ONEHEART MEDIC SDN BHD | STOR 251737 | CHINA | ONEHEART MEDIC SDN BHD | WD7A/54 | 2 | 2026-06-01 | 2026-12-01 | [12 empty] | 2 | TRUE | bar: JUN; DEC
162 |  | 11407 | BEMS | B | - | ACT | C | H07 | BEMS | ELECTROCARDIOGRAPH | ELECTROCARDIOGRAPH | BB | WARD 7B | L03 | ISH/BE/02222 | HOSPITAL | 22000 |  |  | 2026-06-12 | 2026-06-12 | 0 | WARD 7B | ADVANCED INSTRUMENTATIONS,INC | ECG 12C | 360721-M26420910005 | WARD 7B | 1 | SUN MEDICAL SYSTEM SDN BHD | SUN MEDICAL SYSTEM SDN BHD | STOR 250870 | USA | SUN MEDICAL SYSTEM SDN. BHD | WD7B/71 | 2 | 2026-06-01 | 2026-12-01 | [12 empty] | 2 | TRUE | bar: JUN; DEC
163 |  | 12340 | BEMS | B | - | ACT | C | H08 | BEMS | LIGHT SOURCE | LIGHT SOURCE | BA | CAOT | L01 | ISH/BE/02281 | HOSPITAL | 31500 |  |  | 2026-07-14 | 2026-07-14 | 0 | CAOT | SUNOPTIC | LED 4500 | 26051304 | CAOT | 1 | HUMEDICAL (M) SDN BHD | HUMEDICAL (M) SDN BHD | STOR 253751 | USA | HUMEDICAL (M) SDN BHD | CAOT | 1 | 2026-07-01 | 2027-07-01 | [12 empty] | 1 | TRUE | bar: JUL
16 |  | 17424 | BEMS | B | - | ACT | C | H07 | BEMS | SCOPE BUDDY | SCOPE BUDDY | BB | DIAGNOSTIC CENTRE | L01 | ISH/BE/02160 | HOSPITAL | 11000 |  |  | 2025-09-03 | 2025-09-03 | 1 | DIAGNOSTIC CENTRE | MEDIVATOR | EFAING | 13157681 | DIAGNOSTIC CENTRE | 0 | STERIS MALAYSIA SDN BHD | STERIS MALAYSIA SDN BHD | 242695 (FA)- ARIBA | USA | STERIS MALAYSIA SDN BHD | DCSB 2 | 0 | [14 empty] | 0 | TRUE
17 |  | 17424 | BEMS | B | - | ACT | C | H07 | BEMS | SCOPE BUDDY | SCOPE BUDDY | BB | DIAGNOSTIC CENTRE | L01 | ISH/BE/02161 | HOSPITAL | 11000 |  |  | 2025-09-03 | 2025-09-03 | 1 | DIAGNOSTIC CENTRE | MEDIVATOR | EFAING | 13157682 | DIAGNOSTIC CENTRE | 0 | STERIS MALAYSIA SDN BHD | STERIS MALAYSIA SDN BHD | 242696 (FA)- ARIBA | USA | STERIS MALAYSIA SDN BHD | DCSB 3 | 0 | [14 empty] | 0 | TRUE
31 |  |  | BEMS | B | - | ACT | C | H07 | BEMS | DISTORTION PRODUCT OTO ACOUSTIC EMISSION | DISTORTION PRODUCT OTO ACOUSTIC EMISSION | BB | DIAGNOSTIC CENTRE | L08 | ISH/BE/02189 | HOSPITAL | 26000 |  |  | 2026-04-14 | 2026-04-14 | 0 | DIAGNOSTIC CENTRE | GRASON STADLER | GS1 CORTI | G11011594 | DIAGNOSTIC CENTRE | 0 | MKS MEDIC SDN BHD | MKS MEDIC SDN BHD | STOR 251864 | USA | MKS MEDIC SDN BHD | DPOAE3 | 1 | 2026-04-01 | 2027-04-01 | [12 empty] | 1 | TRUE | bar: APR

## Additional Asset Check
No. | Asset No | Group Code/UMDNS | Trade | System Code | Status | Critical Factor | Hospital | Work Group | Short Description | Long Description | Block/Building | Asset Location | Floor/Level | Permanent ID | Asset Owner | Asset Cost | Warranty End Date | Purchase Date | Expected Life (Year) | User Area/Dept | Manufacturer/Brand | Model Number | Serial No | With Schedule Maintenance | Supplier | Supplier Name | PO/LOA Number | Manufacturer Country | Country of Origin | Sevice Vendor | Warranty Start Date | Manufactured Date | PO Date | T&&C Date | Hospital Name | code no | FREQ | LAST PPM DATE | NEXT PPM DATE | JAN | FEB | MAR | APR | MAY | JUN | JUL | AUG | SEP | OCT | NOV | DEC
|  | 10347 | B | - | ACT | C | H07 | BEMS | ELECTRICAL BEDS | ELECTRICAL BEDS | BA | ICU | L01 | ISH/BE/02114 |  | 28100 |  | 2025-01-23 | 0 | ICU | MALVESTIO | 3720B | 20119020 | 1 | SUP100004 | GEMILANG ASIA TECHNOLOGY SDN BHD | STOR 230358 | ITALY |  | GEMILANG ASIA TECHNOLOGY SDN BHD |  |  |  | 2025-01-23 | KPJ Ipoh Specialist Hospital | ICUEB24 | 2 | 2025-07-01 | 2026-01-01 | bar: JAN; JUL
|  | 10347 | B | - | ACT | C | H07 | BEMS | ELECTRICAL BEDS | ELECTRICAL BEDS | BA | ICU | L01 | ISH/BE/02115 |  | 28100 |  | 2025-01-23 | 0 | ICU | MALVESTIO | 3720B | 20119021 | 1 | SUP100004 | GEMILANG ASIA TECHNOLOGY SDN BHD | STOR 230358 | ITALY |  | GEMILANG ASIA TECHNOLOGY SDN BHD |  |  |  | 2025-01-23 | KPJ Ipoh Specialist Hospital | ICUEB25 | 2 | 2025-07-01 | 2026-01-01 | bar: JAN; JUL
|  | 10347 | B | - | ACT | C | H07 | BEMS | ELECTRICAL BEDS | ELECTRICAL BEDS | BA | ICU | L01 | ISH/BE/02116 |  | 28100 |  | 2025-01-23 | 0 | ICU | MALVESTIO | 3720B | 20119022 | 1 | SUP100004 | GEMILANG ASIA TECHNOLOGY SDN BHD | STOR 230358 | ITALY |  | GEMILANG ASIA TECHNOLOGY SDN BHD |  |  |  | 2025-01-23 | KPJ Ipoh Specialist Hospital | ICUEB26 | 2 | 2025-07-01 | 2026-01-01 | bar: JAN; JUL
|  | 10347 | B | - | ACT | C | H07 | BEMS | ELECTRICAL BEDS | ELECTRICAL BEDS | BA | ICU | L01 | ISH/BE/02117 |  | 28100 |  | 2025-01-23 | 0 | ICU | MALVESTIO | 3720B | 20119023 | 1 | SUP100004 | GEMILANG ASIA TECHNOLOGY SDN BHD | STOR 230801 | ITALY |  | GEMILANG ASIA TECHNOLOGY SDN BHD |  |  |  | 2025-01-23 | KPJ Ipoh Specialist Hospital | ICUEB27 | 2 | 2025-07-01 | 2026-01-01 | bar: JAN; JUL
|  | 10347 | B | - | ACT | C | H07 | BEMS | ELECTRICAL BEDS | ELECTRICAL BEDS | BA | ICU | L01 | ISH/BE/02118 |  | 28100 |  | 2025-01-23 | 0 | ICU | MALVESTIO | 3720B | 20119024 | 1 | SUP100004 | GEMILANG ASIA TECHNOLOGY SDN BHD | STOR 230801 | ITALY |  | GEMILANG ASIA TECHNOLOGY SDN BHD |  |  |  | 2025-01-23 | KPJ Ipoh Specialist Hospital | ICUEB28 | 2 | 2025-07-01 | 2026-01-01 | bar: JAN; JUL
|  | 10347 | B | - | ACT | C | H07 | BEMS | ELECTRICAL BEDS | ELECTRICAL BEDS | BA | ICU | L01 | ISH/BE/02119 |  | 28100 |  | 2025-01-23 | 0 | ICU | MALVESTIO | 3720B | 20118925 | 1 | SUP100004 | GEMILANG ASIA TECHNOLOGY SDN BHD | STOR 230801 | ITALY |  | GEMILANG ASIA TECHNOLOGY SDN BHD |  |  |  | 2025-01-23 | KPJ Ipoh Specialist Hospital | ICUEB29 | 2 | 2025-07-01 | 2026-01-01 | bar: JAN; JUL
|  | 10347 | B | - | ACT | C | H07 | BEMS | ELECTRICAL BEDS | ELECTRICAL BEDS | BA | ICU | L01 | ISH/BE/02120 |  | 28100 |  | 2025-01-23 | 0 | ICU | MALVESTIO | 3720B | 20118926 | 1 | SUP100004 | GEMILANG ASIA TECHNOLOGY SDN BHD | FOC | ITALY |  | GEMILANG ASIA TECHNOLOGY SDN BHD |  |  |  | 2025-01-23 | KPJ Ipoh Specialist Hospital | ICUEB30 | 2 | 2025-07-01 | 2026-01-01 | bar: JAN; JUL
|  | 10347 | B | - | ACT | C | H07 | BEMS | ELECTRICAL BEDS | ELECTRICAL BEDS | BA | ICU | L01 | ISH/BE/02121 |  | 28100 |  | 2025-01-23 | 0 | ICU | MALVESTIO | 3720B | 20118927 | 1 | SUP100004 | GEMILANG ASIA TECHNOLOGY SDN BHD | STOR 232822 | ITALY |  | GEMILANG ASIA TECHNOLOGY SDN BHD |  |  |  | 2025-01-23 | KPJ Ipoh Specialist Hospital | ICUEB31 | 2 | 2025-07-01 | 2026-01-01 | bar: JAN; JUL
|  | 12647 | B | - | ACT | C | H07 | BEMS | PATIENT MONITORING SYSTEM | PATIENT MONITORING SYSTEM | BA | HDU | L02 | ISH/BE/02158 |  |  |  | 2025-07-11 | 0 | HDU | MINDRAY | ePM 10 | AC7-52136436 | 1 | SUP100021 | SCHMIDT BIOMEDTECH SDN BHD | STOR 232822 | CHINA |  | SCHMIDT BIOMEDTECH SDN BHD |  |  |  | 2025-07-11 | KPJ Ipoh Specialist Hospital | HDW M14 | 2 | 2025-07-01 | 2026-01-01 | bar: JAN; JUL
|  | 13217 | B | - | ACT | C | H07 | BEMS | SYRINGE PUMP | SYRINGE PUMP | BA | CICU | L01 | ISH/BE/02107 |  | 4000 |  | 2025-01-09 | 0 | CICU | MEDCAPTAIN | HP 30 | 6002408000291 | 1 | - | ONEHEART MEDIC SDN BHD | STOR 232822 | CHINA |  | ONEHEART MEDIC SDN BHD |  |  |  | 2025-01-09 | KPJ Ipoh Specialist Hospital | CP 22 | 2 | 2025-07-01 | 2026-01-01 | bar: JAN; JUL
|  | 13217 | B | - | ACT | C | H07 | BEMS | SYRINGE PUMP | SYRINGE PUMP | BA | CICU | L01 | ISH/BE/02108 |  | 4000 |  | 2025-01-09 | 0 | CICU | MEDCAPTAIN | HP 30 | 6002408000290 | 1 | - | ONEHEART MEDIC SDN BHD | STOR 234611 | CHINA |  | ONEHEART MEDIC SDN BHD |  |  |  | 2025-01-09 | KPJ Ipoh Specialist Hospital | CP 23 | 2 | 2025-07-01 | 2026-01-01 | bar: JAN; JUL
|  | 13217 | B | - | ACT | C | H07 | BEMS | SYRINGE PUMP | SYRINGE PUMP | BA | CICU | L01 | ISH/BE/02109 |  | 4000 |  | 2025-01-09 | 0 | CICU | MEDCAPTAIN | HP 30 | 6002408000284 | 1 | - | ONEHEART MEDIC SDN BHD | STOR 229947 | CHINA |  | ONEHEART MEDIC SDN BHD |  |  |  | 2025-01-09 | KPJ Ipoh Specialist Hospital | CP 24 | 2 | 2025-07-01 | 2026-01-01 | bar: JAN; JUL
|  | - | B | - | ACT | C | H07 | BEMS | SEALING MACHINE | SEALING MACHINE | BA | OT CSSD | L01 | ISH/BE/02106 |  | 12000 | 2026-01-08 | 2025-01-09 | 0 | OT CSSD | EASYSEAL MEDICAL TECHNOLOGY | EF101-CR | D124B017 | 1 | - | M3DILUXE HEALTHCARE SDN BHD | STOR 229947 | CHINA |  | M3DILUXE HEALTHCARE SDN BHD | 2025-01-09 |  |  | 2025-01-09 | KPJ Ipoh Specialist Hospital | SM 6 | 1 | 2025-01-01 | 2026-01-01 | bar: JAN
|  | 10134 | B | - | ACT | C | H07 | BEMS | ANEASTHESIA UNITS | ANEASTHESIA UNITS | BA | OT | L01 | ISH/BE/02110 |  | 268000 |  | 2025-01-16 | 0 | OT | GE DATEX OHMEDA | AISYS CS2 | APWD02518 | 1 | SUP100016 | INSAN BAKTI SDN BHD |  | GERMANY |  | INSAN BAKTI SDN BHD |  |  |  | 2025-01-16 | KPJ Ipoh Specialist Hospital | A16 | 2 | 2025-07-01 | 2026-01-01 | bar: JAN; JUL
|  | - | B | - | ACT | C | H07 | BEMS | SEVOFLURANE | SEVOFLURANE | BA | OT | L01 | ISH/BE/02111 |  |  |  | 2025-01-16 | 0 | OT | ABBOTT | ALADIN CASSETTE | BGBD40344 | 1 | SUP100016 | INSAN BAKTI SDN BHD |  | GERMANY |  | INSAN BAKTI SDN BHD |  |  |  | 2025-01-16 | KPJ Ipoh Specialist Hospital | SEVO 1 | 2 | 2025-07-01 | 2026-01-01 | bar: JAN; JUL
|  | 12647 | B | - | ACT | C | H07 | BEMS | PATIENT MONITORING SYSTEM | PATIENT MONITORING SYSTEM | BA | OT | L01 | ISH/BE/02112 |  | 68000 |  | 2025-01-16 | 0 | OT | GE CARESCAPE | B 650 | STF24100730HA | 1 | SUP100016 | INSAN BAKTI SDN BHD | STOR 237434 | GERMANY |  | INSAN BAKTI SDN BHD |  |  |  | 2025-01-16 | KPJ Ipoh Specialist Hospital | MR 21 | 2 | 2025-07-01 | 2026-01-01 | bar: JAN; JUL
|  | 10447 | B | - | ACT | C | H07 | BEMS | BLOOD WARMER | BLOOD WARMER | BA | OT | L01 | ISH/BE/02113 |  |  |  | 2025-01-16 | 0 | OT | KEEWEL | FT1800 | EN12002014 | 1 | SUP100016 | INSAN BAKTI SDN BHD | STOR 237434 | GERMANY |  | INSAN BAKTI SDN BHD |  |  |  | 2025-01-16 | KPJ Ipoh Specialist Hospital | BW 9 | 2 | 2025-07-01 | 2026-01-01 | bar: JAN; JUL
|  | 10414 | B | - | ACT | C | H07 | BEMS | WARMING SYSTEM | WARMING SYSTEM | BA | OT | L01 | ISH/BE/02127 |  | 36788 |  | 2025-04-24 | 0 | OT | STIHLER | ASTOPAD DUO 310 | AG14725 | 1 | SUP100004 | GEMILANG ASIA TECHNOLOGY SDN BHD | STOR 237434 | GERMANY |  | GEMILANG ASIA TECHNOLOGY |  |  |  | 2025-04-24 | KPJ Ipoh Specialist Hospital | WT13 | 2 | 2025-10-01 | 2026-04-01 | bar: APR; OCT
|  | 10414 | B | - | ACT | C | H07 | BEMS | WARMING SYSTEM | WARMING SYSTEM | BA | OT | L01 | ISH/BE/02128 |  | 36788 |  | 2025-04-24 | 0 | OT | STIHLER | ASTOPAD DUO 310 | AG14726 | 1 | SUP100004 | GEMILANG ASIA TECHNOLOGY SDN BHD | STOR 239543 | GERMANY |  | GEMILANG ASIA TECHNOLOGY |  |  |  | 2025-04-24 | KPJ Ipoh Specialist Hospital | WT14 | 2 | 2025-10-01 | 2026-04-01 | bar: APR; OCT
|  | 10414 | B | - | ACT | C | H07 | BEMS | WARMING SYSTEM | WARMING SYSTEM | BA | OT | L01 | ISH/BE/02129 |  | 36788 |  | 2025-04-24 | 0 | OT | STIHLER | ASTOPAD DUO 310 | AG14727 | 1 | SUP100004 | GEMILANG ASIA TECHNOLOGY SDN BHD | STOR 239543 | GERMANY |  | GEMILANG ASIA TECHNOLOGY |  |  |  | 2025-04-24 | KPJ Ipoh Specialist Hospital | WT15 | 2 | 2025-10-01 | 2026-04-01 | bar: APR; OCT
|  | 10414 | B | - | ACT | C | H07 | BEMS | WARMING SYSTEM | WARMING SYSTEM | BA | OT | L01 | ISH/BE/02130 |  | 17630 |  | 2025-06-06 | 0 | OT | STIHLER | ASTOPAD DUO 310 | AG14563 | 1 | SUP100004 | GEMILANG ASIA TECHNOLOGY SDN BHD | STOR 239543 | GERMANY |  | GEMILANG ASIA TECHNOLOGY |  |  |  | 2025-06-06 | KPJ Ipoh Specialist Hospital | WT16 | 2 | 2025-12-01 | 2026-06-01 | bar: JUN; DEC
|  | 10414 | B | - | ACT | C | H07 | BEMS | WARMING SYSTEM | WARMING SYSTEM | BA | OT | L01 | ISH/BE/02131 |  | 17630 |  | 2025-06-06 | 0 | OT | STIHLER | ASTOPAD DUO 310 | AG14597 | 1 | SUP100004 | GEMILANG ASIA TECHNOLOGY SDN BHD | STOR 244908 | GERMANY |  | GEMILANG ASIA TECHNOLOGY |  |  |  | 2025-06-06 | KPJ Ipoh Specialist Hospital | WT17 | 2 | 2025-12-01 | 2026-06-01 | bar: JUN; DEC
|  | 10414 | B | - | ACT | C | H07 | BEMS | WARMING SYSTEM | WARMING SYSTEM | BA | OT | L01 | ISH/BE/02132 |  | 17630 |  | 2025-06-06 | 0 | OT | STIHLER | ASTOPAD DUO 310 | AG14598 | 1 | SUP100004 | GEMILANG ASIA TECHNOLOGY SDN BHD | STOR 245601 | GERMANY |  | GEMILANG ASIA TECHNOLOGY |  |  |  | 2025-06-06 | KPJ Ipoh Specialist Hospital | WT18 | 2 | 2025-12-01 | 2026-04-01 | bar: JUN; DEC
|  | 13961 | B | - | ACT | C | H07 | BEMS | OPERATING TABLE | OPERATING TABLE | BA | OT | L01 | ISH/BE/02163 |  | 18000 |  | 2025-10-16 | 0 | OT | PLANTECH | OTPB-160 | 21070724 | 1 | - | NAVIRA MEDITECH SDN BHD | STOR 231791 | INDIA |  | NAVIRA MEDITECH SDN BHD |  |  |  | 2025-10-16 | KPJ Ipoh Specialist Hospital | T15 | 2 | 2025-10-01 | 2026-04-01 | bar: APR; OCT
|  | 17001 | B | - | ACT | C | H07 | BEMS | CAMERA HEAD | CAMERA HEAD | BA | OT | L01 | ISH/BE/02168 |  | 59815.8 | 2027-11-12 | 2025-11-13 | 0 | OT | OLYMPUS | CH-S200-08-LB | 7502636 | 1 | - | OLYMPUS (M) SDN BHD | STOR 232822 | JAPAN |  | OLYMPUS (MALAYSIA) SDN BHD | 2025-11-13 |  |  | 2025-11-13 | KPJ Ipoh Specialist Hospital |  | 1 | 2025-11-01 | 2026-11-01 | bar: NOV
|  | 12068 | B | - | ACT | C | H07 | BEMS | HYPER HYPOTHERMIA SYSTEM | HYPER HYPOTHERMIA SYSTEM | BA | CAOT | L01 | ISH/BE/02122 |  | 111477.74 |  | 2025-02-04 | 0 | CAOT | EMMED | TRUECOOL PREMIUM | 2401-00132 | 1 | SUP100004 | GEMILANG ASIA TECHNOLOGY SDN BHD | STOR 232822 | POLAND |  | GEMILANG ASIA TECHNOLOGY SDN BHD |  |  |  | 2025-02-04 | KPJ Ipoh Specialist Hospital | HPT2 | 2 | 2025-08-01 | 2026-02-01 | bar: FEB; AUG
|  | 13217 | B | - | ACT | C | H07 | BEMS | SYRINGE PUMP | SYRINGE PUMP | BA | CAOT | L01 | ISH/BE/02123 |  | 4000 |  | 2025-02-26 | 0 | CAOT | MEDCAPTAIN | HP 30 | 6002411000237 | 1 | - | ONEHEART MEDIC SDN BHD | STOR 231798 | CHINA |  | ONEHEART MEDIC SDN BHD |  |  |  | 2025-02-26 | KPJ Ipoh Specialist Hospital | CSP9 | 2 | 2025-08-01 | 2026-02-01 | bar: FEB; AUG
|  | 13217 | B | - | ACT | C | H07 | BEMS | SYRINGE PUMP | SYRINGE PUMP | BA | CAOT | L01 | ISH/BE/02124 |  | 4000 |  | 2025-02-26 | 0 | CAOT | MEDCAPTAIN | HP 30 | 6002411000247 | 1 | - | ONEHEART MEDIC SDN BHD | STOR 231797 | CHINA |  | ONEHEART MEDIC SDN BHD |  |  |  | 2025-02-26 | KPJ Ipoh Specialist Hospital | CSP10 | 2 | 2025-08-01 | 2026-02-01 | bar: FEB; AUG
|  | 17144 | B | - | ACT | C | H07 | BEMS | CYSTOSCOPE | CYSTOSCOPE | BB | DIAGNOSTIC CENTRE | L01 | ISH/BE/02103 |  | 66205.1 | 2025-12-17 | 2024-12-18 | 1 | DIAGNOSTIC CENTRE | OLYMPUS | CYF-VH | 7449526 | 1 | - | OLYMPUS (M) SDN BHD | STOR 234780 | JAPAN |  | OLYMPUS (M) SDN BHD | 2024-12-18 |  |  | 2024-12-18 | KPJ Ipoh Specialist Hospital | DCYS 2 | 1 | 2025-12-01 | 2026-12-01 | bar: DEC
|  | 18034 | B | - | ACT | C | H07 | BEMS | VIDEO PROCESSOR | VIDEO PROCESSOR | BB | DIAGNOSTIC CENTRE | L01 | ISH/BE/02104 |  | 53793.13 | 2025-12-17 | 2024-12-18 | 1 | DIAGNOSTIC CENTRE | OLYMPUS | OTV-S200 | 7457611 | 1 | - | OLYMPUS (M) SDN BHD | STOR 230802 | JAPAN |  | OLYMPUS (M) SDN BHD | 2024-12-18 |  |  | 2024-12-18 | KPJ Ipoh Specialist Hospital | DCVR 4 | 1 | 2025-11-01 | 2026-11-01 | bar: NOV
|  | - | B | - | ACT | C | H07 | BEMS | FIBROSCAN | FIBROSCAN | BB | DIAGNOSTIC CENTRE | L01 | ISH/BE/02105 |  | 358000 | 2026-12-30 | 2024-12-31 | 1 | DIAGNOSTIC CENTRE | ECHOSENS | F430 | F96651 | 1 | - | UNITED ITALIAN TRADING (M) SDN BHD | STOR 241706 | USA |  | UNITED ITALIAN TRADING (M) SDN BHD | 2024-12-31 |  |  | 2024-12-31 | KPJ Ipoh Specialist Hospital | FS | 1 | 2025-12-01 | 2026-12-01 | bar: DEC
|  | 17723 | B | - | ACT | C | H07 | BEMS | STRESS TEST SYSTEM | STRESS TEST SYSTEM | BB | DIAGNOSTIC CENTRE | L01 | ISH/BE/02126 |  | 122000 |  | 2025-03-14 | 0 | DIAGNOSTIC CENTRE | NORAV MEDICAL | NORAV | D12851 | 1 | - | SUN MEDICAL SYSTEMS SDN. BHD | STOR 241707 | CHINA |  | SUN MEDICAL SYSTEM SDN. BHD |  |  |  | 2025-03-14 | KPJ Ipoh Specialist Hospital | DCST 14 | 2 | 2025-09-01 | 2026-03-01 | bar: MAR; SEP
|  | - | B | - | ACT | C | H07 | BEMS | ENDOSCOPE WARSHER | ENDOSCOPE WARSHER | BB | DIAGNOSTIC CENTRE | L01 | ISH/BE/02136 |  | 200000 |  | 2025-07-25 | 0 | DIAGNOSTIC CENTRE | NOUVA S.B. SYSTEM SRL | GANDY 90 | 000054 | 1 | - | DIVAS MEDICAL SDN BHD | STOR 242666 (FA) | ITALY |  | DIVAS MEDICAL SDN BHD |  |  |  | 2025-07-25 | KPJ Ipoh Specialist Hospital | DCWS2 | 2 | 2025-07-01 | 2026-01-01 | bar: JAN; JUL
|  | - | B | - | ACT | C | H07 | BEMS | SCOPE CABINET | SCOPE CABINET | BB | DIAGNOSTIC CENTRE | L01 | ISH/BE/02137 |  | 124000 | 2027-07-24 | 2025-07-25 | 0 | DIAGNOSTIC CENTRE | NOUVA S.B. SYSTEM SRL | GANDY ESC 9.H | 000030 | 1 | - | DIVAS MEDICAL SDN BHD | STOR 242666 (FA) | ITALY |  | DIVAS MEDICAL SDN BHD | 2025-07-25 |  |  | 2025-07-25 | KPJ Ipoh Specialist Hospital | DCSC1 | 1 | 2025-07-01 | 2026-07-01 | bar: JUL
|  | 17424 | B | - | ACT | C | H07 | BEMS | SCOPE BUDDY | SCOPE BUDDY | BB | DIAGNOSTIC CENTRE | L01 | ISH/BE/02160 |  | 11000 |  | 2025-09-03 | 0 | DIAGNOSTIC CENTRE | MEDIVATOR | EFAING | 13157681 | 0 | - | STERIS MALAYSIA SDN BHD | 242695 (FA)- ARIBA | USA |  | STERIS MALAYSIA SDN BHD |  |  |  | 2025-09-03 | KPJ Ipoh Specialist Hospital | DCSB 2 | 0
|  | 17424 | B | - | ACT | C | H07 | BEMS | SCOPE BUDDY | SCOPE BUDDY | BB | DIAGNOSTIC CENTRE | L01 | ISH/BE/02161 |  | 11000 |  | 2025-09-03 | 0 | DIAGNOSTIC CENTRE | MEDIVATOR | EFAING | 13157682 | 0 | - | STERIS MALAYSIA SDN BHD | 242696 (FA)- ARIBA | USA |  | STERIS MALAYSIA SDN BHD |  |  |  | 2025-09-03 | KPJ Ipoh Specialist Hospital | DCSB 3 | 0
|  | 17204 | B | - | ACT | C | H07 | BEMS | SCANNING SYSTEMS, ULTRASONIC | SCANNING SYSTEMS, ULTRASONIC | BB | DIAGNOSTIC CENTRE | L01 | ISH/BE/02162 |  | 650000 |  | 2025-10-07 | 0 | DIAGNOSTIC CENTRE | GE | VIVID E95 | AU89131 | 1 | SUP100020 | I-MEDIC IMAGING SDN BHD | STOR 245593 (FA) | GERMANY |  | I-MEDIC IMAGING SDN BHD |  |  |  | 2025-10-07 | KPJ Ipoh Specialist Hospital | DCUS8 | 2 | 2025-10-01 | 2026-04-01 | bar: APR; OCT
|  | 17723 | B | - | ACT | C | H07 | BEMS | STRESS TEST SYSTEM | STRESS TEST SYSTEM | BB | DIAGNOSTIC CENTRE | L01 | ISH/BE/02164 |  | 122000 |  | 2025-10-17 | 0 | DIAGNOSTIC CENTRE | NORAV MEDICAL | NORAV | 379A24 | 1 | - | SUN MEDICAL SYSTEMS SDN. BHD | 242696 (FA)- ARIBA | CHINA |  | SUN MEDICAL SYSTEM SDN. BHD |  |  |  | 2025-10-17 | KPJ Ipoh Specialist Hospital | DCST 15 | 2 | 2025-10-01 | 2026-04-01 | bar: APR; OCT
|  | - | B | - | ACT | C | H07 | BEMS | AUTOMATED BLOOD PRESSURE MONITOR FOR STRESS TEST | AUTOMATED BLOOD PRESSURE MONITOR FOR STRESS TEST | BB | DIAGNOSTIC CENTRE | L01 | ISH/BE/02164 |  | 11700 |  | 2025-11-10 | 0 | DIAGNOSTIC CENTRE | SUNTECH MEDICAL | TANGO M2 | M00129994 | 1 | - | SUN MEDICAL SYSTEMS SDN. BHD | STOR 241707 (FA) | CHINA |  | SUN MEDICAL SYSTEM SDN. BHD |  |  |  | 2025-11-10 | KPJ Ipoh Specialist Hospital | DCST 15 | 2 | 2025-11-01 | 2026-05-01 | bar: MAY; NOV
|  | 17723 | B | - | ACT | C | H07 | BEMS | STRESS TEST SYSTEM | STRESS TEST SYSTEM | BB | DIAGNOSTIC CENTRE | L01 | ISH/BE/02165 |  | 122000 |  | 2025-10-17 | 0 | DIAGNOSTIC CENTRE | NORAV MEDICAL | NORAV | 378A24 | 1 | - | SUN MEDICAL SYSTEMS SDN. BHD | STOR 243404 (FA) | CHINA |  | SUN MEDICAL SYSTEM SDN. BHD |  |  |  | 2025-10-17 | KPJ Ipoh Specialist Hospital | DCST 16 | 2 | 2025-10-01 | 2026-04-01 | bar: APR; OCT
|  | - | B | - | ACT | C | H07 | BEMS | SCOPE CABINET | SCOPE CABINET | BB | DIAGNOSTIC CENTRE | L01 | ISH/BE/02166 |  | 124000 |  | 2025-11-06 | 0 | DIAGNOSTIC CENTRE | NOUVA S.B. SYSTEM SRL | GANDY ESC 9.H | 000039 | 1 | - | DIVAS MEDICAL SDN BHD | STOR 227722 | ITALY |  | DIVAS MEDICAL SDN BHD |  |  |  | 2025-11-06 | KPJ Ipoh Specialist Hospital | DCSC2 | 2 | 2025-11-01 | 2026-05-01 | bar: MAY; NOV
|  | - | B | - | ACT | C | H07 | BEMS | DUODENOSCOPE | DUODENOSCOPE | BB | DIAGNOSTIC CENTRE | L01 | ISH/BE/02169 |  | 149987.42 | 2027-11-19 | 2025-11-20 | 0 | DIAGNOSTIC CENTRE | OLYMPUS | TJF-Q190V | 2532680 | 1 | - | OLYMPUS (M) SDN BHD | STOR 227941 | JAPAN |  | OLYMPUS (M) SDN BHD | 2025-11-20 |  |  | 2025-11-20 | KPJ Ipoh Specialist Hospital | DCDS 4 | 1 | 2025-11-01 | 2026-11-01 | bar: NOV
|  |  | B | - | ACT | C | H07 | BEMS | MAMMOGRAPHY SYSTEM | MAMMOGRAPHY SYSTEM | BA | DIAGNOSTIC IMAGING | GF | ISH/BE/02134 |  | 1780000 |  | 2025-06-19 | 0 | DIAGNOSTIC IMAGING | HOLOGIC | SELENIA DIMENSIONS 3D | 131501765 | 1 | - | INTEGRATED MEDICALSYSTEM SDN BHD | STOR 227722 |  |  | INTEGRATED MEDICAL SYSTEM SDN BHD |  |  |  | 2025-06-19 | KPJ Ipoh Specialist Hospital |  | 2 | 2025-12-01 | 2026-06-01 | bar: JUN; DEC
|  | - | B | - | ACT | C | H07 | BEMS | GENERAL X-RAY | GENERAL X-RAY | BA | DIAGNOSTIC IMAGING | GF | ISH/BE/02135 |  | 730000 |  | 2025-06-23 | 0 | DIAGNOSTIC IMAGING | SHIMADZU | RADSPEED PRO | MQ927DFE5008 | 1 | SUP100005 | SHIMADZU MALAYSIA SDN BHD | STOR 232037 | JAPAN |  | SHIMADZU (M) SDN BHD |  |  |  | 2025-06-23 | KPJ Ipoh Specialist Hospital |  | 2 | 2025-12-01 | 2026-06-01 | bar: JUN; DEC
|  | 11218 | B | - | ACT | C | H07 | BEMS | HAEMODIALYSIS MACHINE | HAEMODIALYSIS MACHINE | BA | DIALYSIS CENTRE | GF | LOAN UNIT | [5 empty] | DIALYSIS CENTRE | NIKKISO | DBB-28 | J1504998 | 1 | - |  | STOR 235532 | [7 empty] | KPJ Ipoh Specialist Hospital | UNKNOWN LOAN | 3 | 2025-10-01 | 2026-02-01 | bar: FEB; JUN; OCT
|  | 13360 | B | - | ACT | C | H07 | BEMS | RESUSCITAITORS | RESUSCITAITORS | BA | WARD 1 | L01 | ISH/BE/02125 |  | 63600 |  | 2025-03-11 | 0 | WARD 1 | FANEM | AMPLA COLOR 2085 | JAV019333 | 1 | SUP100004 | GEMILANG ASIA TECHNOLOGY SDN BHD | STOR 242881 | BRAZIL |  | GEMILANG ASIA TECHNOLOGY SDN BHD |  |  |  | 2025-03-11 | KPJ Ipoh Specialist Hospital | R5 | 2 | 2025-09-01 | 2026-03-01 | bar: MAR; SEP
|  | - | B | - | ACT | C | H07 | BEMS | RADIANT WARMER | RADIANT WARMER | BA | WARD 1 | L01 | ISH/BE/02133 |  | 15000 |  | 2025-06-12 | 0 | WARD 1 | PHOENIX MEDICAL SYSTEM (P) LTD | NWS 101 | 32551 | 1 | - | AL GLOBAL CORPORATION (M) SDN BHD | STOR 246577 (FA) | CHINA |  | AL GLOBAL CORPORATION (M) SDN BHD |  |  |  | 2025-06-12 | KPJ Ipoh Specialist Hospital | W 2 | 2 | 2025-12-01 | 2026-06-01 | bar: JUN; DEC
|  | 13462 | B | - | ACT | C | H07 | BEMS | WEIGHING SCALES, BABY | WEIGHING SCALES, BABY | BA | WARD 1 | L01 | ISH/BE/02159 |  | 4700 | 2030-08-18 | 2025-08-19 | 0 | WARD 1 | MARSDEN | M-400-80D | 22405288 | 1 | SUP100026 | PRINCIP ENGINEERING | STOR 242881 | UNITED KINGDOM |  | PRINCIP ENGINEERING | 2025-08-19 |  |  | 2025-08-19 | KPJ Ipoh Specialist Hospital | SW7 | 1 | 2025-08-01 | 2026-08-01 | bar: AUG
|  | 13461 | B | - | ACT | C | H07 | BEMS | WEIGHING SCALE | WEIGHING SCALE | BB | WARD 7A | L03 | ISH/BE/02167 |  | 5500 | 2026-11-11 | 2025-11-12 | 0 | WARD 7A | SECA | SECA 952 | 10000001282063 | 1 | - | HARMONY JAYA | STOR 246577 (FA) | GERMANY |  | HARMONY JAYA | 2025-11-12 |  |  | 2025-11-12 | KPJ Ipoh Specialist Hospital | WD7A/53 | 1 | 2025-11-01 | 2026-11-01 | bar: NOV
|  | 13461 | B | - | ACT | C | H07 | BEMS | WEIGHING SCALE | WEIGHING SCALE | BB | WARD 7A | L04 | ISH/BE/02168 |  | 5501 |  | 2025-11-13 | 1 | WARD 7A | SECA | SECA 953 | 10000001282063 | 1 | - | HARMONY JAYA | STOR 246577 (FA) | GERMANY |  | HARMONY JAYA |  |  |  | 2025-11-13 | KPJ Ipoh Specialist Hospital | WD7A/54 | 2 | 2025-11-01 | 2026-05-01 | bar: MAY; NOV
|  | - | B | - | ACT | C | H07 | BEMS | INCUBATORS | INCUBATORS | BA | WARD 1 | L01 | ISH/BE/01767 |  | 45000 |  | 2023-03-13 | 2 | WARD 1 | DRAGER | ISOLETTE 8000 PLUS | DSSA-0113 | 1 | SUP100033 | DRAEGER MALAYSIA SDN BHD | STOR 207184 | GERMANY |  | DREAGER MALAYSIA SDN BHD |  |  |  | 2023-03-13 | KPJ Ipoh Specialist Hospital | I 11 | 2 | 2025-09-01 | 2026-03-01 | bar: MAR; SEP
|  | - | B | - | ACT | C | H07 | BEMS | ENDOSCOPE PROCESSOR & LIGHT SOURCE 6000 SYSTEM | ENDOSCOPE PROCESSOR & LIGHT SOURCE 6000 SYSTEM | BB | DIAGNOSTIC CENTRE | L01 | ISH/BE/02170 |  | 143550 |  | 2025-12-04 | 0 | DIAGNOSTIC CENTRE | FUJIFILM | EP-6000 | 2V696K728 | 1 | - | WELLMEDIC HEALTHCARE SDN BHD | 246732(FA)-ARIBA | JAPAN |  | WELLMEDIC HEALTHCARE SDN BHD |  |  |  | 2025-12-04 | KPJ Ipoh Specialist Hospital | FES 1 | 2 | 2025-12-01 | 2026-06-01 | bar: JUN; DEC
|  | - | B | - | ACT | C | H07 | BEMS | ENDOLINQ IRRIGATION PUMP | ENDOLINQ IRRIGATION PUMP | BB | DIAGNOSTIC CENTRE | L01 | ISH/BE/02171 |  | 11925 |  | 2025-12-04 | 0 | DIAGNOSTIC CENTRE | FUJIFILM | JSFP-P1 | FP012509001021 | 1 | - | WELLMEDIC HEALTHCARE SDN BHD | 246732(FA)-ARIBA | JAPAN |  | WELLMEDIC HEALTHCARE SDN BHD |  |  |  | 2025-12-04 | KPJ Ipoh Specialist Hospital | FES 1 | 2 | 2025-12-01 | 2026-06-01 | bar: JUN; DEC
|  | 15966 | B | - | ACT | C | H07 | BEMS | LCD MONITOR | LCD MONITOR | BB | DIAGNOSTIC CENTRE | L01 | ISH/BE/02172 |  | 29385 |  | 2025-12-04 | 0 | DIAGNOSTIC CENTRE | BEACON | S3221P | B0494 | 1 | - | WELLMEDIC HEALTHCARE SDN BHD | 246732(FA)-ARIBA | JAPAN |  | WELLMEDIC HEALTHCARE SDN BHD |  |  |  | 2025-12-04 | KPJ Ipoh Specialist Hospital | FES 1 | 2 | 2025-12-01 | 2026-06-01 | bar: JUN; DEC
|  | 15966 | B | - | ACT | C | H07 | BEMS | LCD MONITOR | LCD MONITOR | BB | DIAGNOSTIC CENTRE | L01 | ISH/BE/02173 |  | 29385 |  | 2025-12-04 | 0 | DIAGNOSTIC CENTRE | BEACON | S3221P | B0351 | 1 | - | WELLMEDIC HEALTHCARE SDN BHD | STOR 247121 (FA) | JAPAN |  | WELLMEDIC HEALTHCARE SDN BHD |  |  |  | 2025-12-04 | KPJ Ipoh Specialist Hospital | FES 1 | 2 | 2025-12-01 | 2026-06-01 | bar: JUN; DEC
|  | 17663 | B | - | ACT | C | H07 | BEMS | GASTROSCOPE | GASTROSCOPE | BB | DIAGNOSTIC CENTRE | L01 | ISH/BE/02174 |  | 122175 |  | 2025-12-04 | 0 | DIAGNOSTIC CENTRE | FUJIFILM | EG-760R | RG402K005 | 1 | - | WELLMEDIC HEALTHCARE SDN BHD | 246732(FA)-ARIBA | JAPAN |  | WELLMEDIC HEALTHCARE SDN BHD |  |  |  | 2025-12-04 | KPJ Ipoh Specialist Hospital | DCGF 1 | 2 | 2025-12-01 | 2026-06-01 | bar: JUN; DEC
|  | 17665 | B | - | ACT | C | H07 | BEMS | COLONOSCOPE | COLONOSCOPE | BB | DIAGNOSTIC CENTRE | L01 | ISH/BE/02175 |  | 133650 |  | 2025-12-04 | 0 | DIAGNOSTIC CENTRE | FUJIFILM | EC-760R-V/L | LC29K596 | 1 | - | WELLMEDIC HEALTHCARE SDN BHD | 246732(FA)-ARIBA | JAPAN |  | WELLMEDIC HEALTHCARE SDN BHD |  |  |  | 2025-12-04 | KPJ Ipoh Specialist Hospital | DCCF 1 | 2 | 2025-12-01 | 2026-06-01 | bar: JUN; DEC

## VendorSupplier
Vendor Code | Vendor Name | Status | Vendor Code
SUP100001 | CARRIER (MALAYSIA) SDN BHD | ACT | SUP100001
SUP100002 | OTIS ELEVATOR COMAPNY (M) SDN BHD | ACT | SUP100002
SUP100003 | TECHNOLOGY MEDICAL ASSOCIATE SDN BHD | ACT | SUP100003
SUP100004 | GEMILANG ASIA TECHNOLOGY SDN BHD | ACT | SUP100004
SUP100005 | SHIMADZU MALAYSIA SDN BHD | ACT | SUP100005
SUP100006 | SIEMENS HEALTHCARE SDN BHD | ACT | SUP100006
SUP100007 | CARL ZEISS SDN BHD | ACT | SUP100007
SUP100008 | MYTEST LAB SDN BHD | ACT | SUP100008
SUP100009 | SURIA BUSINESS SOLUTIONS SDN BHD | ACT | SUP100009
SUP100011 | EVO ENGINEERING TRADING | ACT | SUP100011
SUP100012 | OKS ELECTRICAL & AIR-CONDITIONING SDN BHD | ACT | SUP100012
SUP100013 | AVANTGARDE HEALTHCARE SDN BHD | ACT | SUP100013
SUP100014 | CYMED | ACT | SUP100014
SUP100015 | RAPHA MEDICAL SDN BHD | ACT | SUP100015
SUP100016 | INSAN BAKTI SDN BHD | ACT | SUP100016
SUP100017 | MALMEDICO SDN BHD | ACT | SUP100017
SUP100018 | IDS MEDICAL SYSTEM (M) SDN BHD | ACT | SUP100018
SUP100019 | MEDI-LIFE (M) SDN BHD | ACT | SUP100019
SUP100020 | I-MEDIC IMAGING SDN BHD | ACT | SUP100020
SUP100021 | SCHMIDT BIOMEDTECH SDN BHD | ACT | SUP100021
SUP100022 | ALCON LABOLATORIES (M) SDN BHD | ACT | SUP100022
SUP100023 | DAYA CERGAS (M) SDN BHD | ACT | SUP100023
SUP100024 | DANMEDIK SDN BHD | ACT | SUP100024
SUP100025 | INTEGRATED MEDICAL SYSTEM SDN BHD | ACT | SUP100025
SUP100026 | PRINCIP ENGINEERING | ACT | SUP100026
SUP100027 | RENTOKIL INITIAL (M) SDN BHD | ACT | SUP100027
SUP100028 | IEE TECHNICAL ENGINEERING SERVICES | ACT | SUP100028
SUP100029 | EITA ELEVATOR (MALAYSIA) SDN BHD | ACT | SUP100029
SUP100030 | AVANT-MED SDN BHD | ACT | SUP100030
SUP100031 | KUALITI ALAM SDN BHD | ACT | SUP100031
SUP100032 | Canon Medical Systems Malaysia Sdn. Bhd. | ACT | SUP100032
SUP100033 | DRAEGER MALAYSIA SDN BHD | ACT | SUP100033
SUP100035 | JEBSEN & JESSEN MALAYSIA SDN BHD | ACT | SUP100035
SUP100036 | IPS-PAN EAST (PERAK) SDN BHD | ACT | SUP100036
SUP100037 | KEE MING ELECTRICAL SDN BHD | ACT | SUP100037
SUP100038 | I MEDIC ENGINEERING | ACT | SUP100038
SUP100039 | RIGHT POWER TECHNOLOGY SDN BHD | ACT | SUP100039
SUP100041 | KENEP LAB (M) SDN BHD | ACT | SUP100041
SUP100043 | SINARAN M&E NETWORK SDN BHD | ACT | SUP100043
SUP100044 | JKS BIOMEDICAL SDN BHD | ACT | SUP100044
SUP100045 | METROTUBE SDN BHD | ACT | SUP100045
SUP100046 | ABEX MEDICAL SYSTEM SDN BHD | ACT | SUP100046
SUP100047 | PUNCAK MEDIK SDN BHD | ACT | SUP100047
SUP100048 | LAC MEDICAL SDN BHD | ACT | SUP100048
SUP100049 | UMMI SURGICAL SDN BHD | ACT | SUP100049
SUP100053 | KT HOIST & CRANE (IPOH) SDN. BHD | ACT | SUP100053
SUP100054 | AME MARKETING SDN BHD | ACT | SUP100054
SUP100055 | NCH CORPORATION (M) SDN BHD | ACT | SUP100055
SUP100064 | PHILIPS MALAYSIA SDN BHD | ACT | SUP100064
SUP100065 | RENEXA SOLUTION | ACT | SUP100065

## LocationList
Asset Location | Description | Asset Location
- | - | -
A&E | A&E | A&E
CAOT | CAOT | CAOT
CATHLAB | CATHLAB | CATHLAB
CICU | CICU | CICU
DAY CARE | DAY CARE | DAY CARE
DIAGNOSTIC CENTRE | DIAGNOSTIC CENTRE | DIAGNOSTIC CENTRE
DIAGNOSTIC IMAGING | DIAGNOSTIC IMAGING | DIAGNOSTIC IMAGING
DIALYSIS CENTRE | DIALYSIS CENTRE | DIALYSIS CENTRE
DR JASVINDER | DR JASVINDER | DR JASVINDER
DR KALIDASAN CLINIC | DR KALIDASAN CLINIC | DR KALIDASAN CLINIC
DR LE MUN TOONG CLINIC | DR LE MUN TOONG CLINIC | DR LE MUN TOONG CLINIC
DR ONG LIEH BIN | DR ONG LIEH BIN | DR ONG LIEH BIN
DR TAN KENG LU | DR TAN KENG LU | DR TAN KENG LU
HDU | HDU | HDU
ICU | ICU | ICU
KWAN | KWAN | KWAN
LASIK UNIT | LASIK UNIT | LASIK UNIT
MARKETING SERVICES | MARKETING SERVICES | MARKETING SERVICES
NICU | NICU | NICU
OBSERVATION WARD | OBSERVATION WARD | OBSERVATION WARD
OT | OT | OT
OT CSSD | OT CSSD | OT CSSD
PHARMACY | PHARMACY | PHARMACY
PHYSIOTHERAPY | PHYSIOTHERAPY | PHYSIOTHERAPY
PREMIER WARD | PREMIER WARD | PREMIER WARD
PUBLIC RELATION | PUBLIC RELATION | PUBLIC RELATION
RADIOTHERAPY | RADIOTHERAPY | RADIOTHERAPY
SESSIONAL CLINIC | SESSIONAL CLINIC | SESSIONAL CLINIC
WARD 1 | WARD 1 | WARD 1
WARD 2 | WARD 2 | WARD 2
WARD 3 | WARD 3 | WARD 3
WARD 5 | WARD 5 | WARD 5
WARD 6 | WARD 6 | WARD 6
WARD 7A | WARD 7A | WARD 7A
WARD 7B | WARD 7B | WARD 7B